## A-SPEC CODELISTS Version 2.0.9
Spec | Current Versions 2019 & 2023 | Spec_Coverage | Codelist_Name | Code_Value | Description | Comment | Reason_of_Change | Date_Modified | Added - A, Modified - M, Removed - R | Change_Author
S | both | DDS_EXISTING | Access Point / Manhole / Pit Type | SeeComment | To be used when a Access Point / Manhole / Pit Type is not listed. The new Access Point / Manhole / Pit Type is to be listed in the Comments field. |  | Changed description. | 2021-06-01 | M | GISSA
S | both | DDS_EXISTING | Access Point Material | CONCM | Concrete Masonry Unit |  | Changed description from 'Concrete Mansory' to 'Concrete Masonry Unit', correcting the spelling and including 'Unit'. | 2021-05-01 | M | GISSA
W | both | DDS_EXISTING | Access Point Material | CONCM | Concrete Masonry Unit |  | Changed description from 'Concrete Mansory' to 'Concrete Masonry Unit', correcting the spelling and including 'Unit'. | 2021-05-01 | M | GISSA
S | Removed | DDS_EXISTING | Access Point Material | CORR |  |  | Removed code. | 2021-05-01 | R | GISSA
W | Removed | DDS_EXISTING | Access Point Material | CORR |  |  | Removed code. | 2021-05-01 | R | GISSA
S | Removed | DDS_EXISTING | Access Point Material | FCEM |  |  | Removed code. | 2021-05-01 | R | GISSA
W | Removed | DDS_EXISTING | Access Point Material | FCEM |  |  | Removed code. | 2021-05-01 | R | GISSA
S | Removed | DDS_EXISTING | Access Point Material | GEW |  |  | Removed code. | 2021-05-01 | R | GISSA
W | Removed | DDS_EXISTING | Access Point Material | GEW |  |  | Removed code. | 2021-05-01 | R | GISSA
S | Removed | DDS_EXISTING | Access Point Material | ICONC |  |  | Removed code. | 2021-05-01 | R | GISSA
W | Removed | DDS_EXISTING | Access Point Material | ICONC |  |  | Removed code. | 2021-05-01 | R | GISSA
S | Removed | DDS_EXISTING | Access Point Material | PCONC |  |  | Removed code. | 2021-05-01 | R | GISSA
W | Removed | DDS_EXISTING | Access Point Material | PCONC |  |  | Removed code. | 2021-05-01 | R | GISSA
S | both | EXISTING | Access Point Material | RC | Reinforced Concrete - No Class/Unknown |  | Changed description because 'UNKNOWN' is not a valid entry for new assets. | 2021-06-01 | M | GISSA
S | both | DDS | Access Point Material | RC | Reinforced Concrete - No Class |  | Changed description because 'UNKNOWN' is not a valid entry for new assets. | 2021-06-01 | M | GISSA
W | both | EXISTING | Access Point Material | RC | Reinforced Concrete - No Class/Unknown |  | Changed description because 'UNKNOWN' is not a valid entry for new assets. | 2021-06-01 | M | GISSA
W | both | DDS | Access Point Material | RC | Reinforced Concrete - No Class |  | Changed description because 'UNKNOWN' is not a valid entry for new assets. | 2021-06-01 | M | GISSA
S | Removed | DDS_EXISTING | Access Point Material | STEEL |  |  | Removed code. | 2021-05-01 | R | GISSA
W | Removed | DDS_EXISTING | Access Point Material | STEEL |  |  | Removed code. | 2021-05-01 | R | GISSA
S | Removed | DDS_EXISTING | Access Point Material | TMBR |  |  | Removed code. | 2021-05-01 | R | GISSA
W | Removed | DDS_EXISTING | Access Point Material | TMBR |  |  | Removed code. | 2021-05-01 | R | GISSA
O | both | DDS_EXISTING | Amenity Material | EARTH | Natural Material Unspecified |  | Changed description from 'Earth' to 'Natural Material Unspecified'. | 2020-05-29 | M | GISSA
O | both | EXISTING | Amenity Material | RC | Reinforced Concrete - No Class/Unknown |  | Added code to separate the RC descriptions for DDS specs in which 'Unknown' does not exist and the RC descriptions for existing specs in which 'Unknown' exists. | 2021-06-01 | A | GISSA
O | both | DDS_EXISTING | Amenity Type | BSTOOL | Bar Stools |  | Added code. | 2021-06-01 | A | GISSA
D | Removed | DDS | Bank Foundation | UNK |  |  | Removed code. | 2021-05-01 | R | GISSA
D | both | DDS_EXISTING | Bank Foundation Material | EARTH | Natural Material Unspecified |  | Changed description from 'Earth' to 'Natural Material Unspecified'. | 2020-05-29 | M | GISSA
D | Removed | DDS | Bank Foundation Material | UNK |  |  | Removed code. | 2021-05-01 | R | GISSA
R | both | EXISTING | Base and Sub-base Material | RC | Reinforced Concrete - No Class/Unknown |  | Added code to separate the RC descriptions for DDS specs in which 'Unknown' does not exist and the RC descriptions for existing specs in which 'Unknown' exists. | 2021-06-01 | A | GISSA
R | both | DDS | Base and Sub-base Material | RC | Reinforced Concrete - No Class |  | Changed description because 'UNKNOWN' is not a valid entry for new assets. | 2021-06-01 | M | GISSA
R | both | DDS_EXISTING | Base and Sub-base Material | RCC | Recycled Crushed Concrete |  |  | 2021-06-01 | A | GISSA
R | both | DDS_EXISTING | Base and Sub-base Material | SeeComment | To be used when a Material is not listed. The new Material is to be listed in the Comments field. |  | Changed the SeeComment description to match the codelist name. | 2020-07-13 | M | GISSA
O | both | DDS_EXISTING | Base Material | EARTH | Natural Material Unspecified |  | Changed description from 'Earth' to 'Natural Material Unspecified'. | 2020-05-29 | M | GISSA
O | Removed | DDS_EXISTING | Boardwalk Material | PCONC |  |  | Removed code. | 2021-06-01 | R | GISSA
O | both | DDS | Surface Material | RC | Reinforced Concrete - No Class |  |  | 2025-10-03 | M | GISSA
O | both | DDS_EXISTING | Boardwalk Material | SeeComment | To be used when a Boardwalk Material is not listed. The new Boardwalk Material is to be listed in the Comments field. |  |  | 2021-06-01 | A | GISSA
O | both | DDS_EXISTING | Boat Size | SeeComment | To be used when a Boat Size is not listed. The new Boat Size is to be listed in the Comments field. |  | Changed the SeeComment description to match the codelist name. | 2020-07-13 | M | GISSA
O | both | DDS_EXISTING | Bore Cover Material | CA | Cast Iron |  | 2020-06-09: Changed description to 'Cast Iron - Unspecified'. 2026-04-27: Changed description from 'Cast Iron - Unspecified' to 'Cast Iron'. | 2026-04-27 | M | GISSA
O | both | DDS_EXISTING | Bore Cover Material | DI | Ductile Iron |  | Added code. | 2020-06-09 | A | GISSA
O | both | DDS_EXISTING | Bore Cover Material | MI | Malleable Iron |  | Added code. | 2020-06-09 | A | GISSA
O | both | DDS_EXISTING | Bore Type | CONSUMP | Consumption (domestic supply) |  | Added code. | 2021-06-07 | A | GISSA
O | both | DDS_EXISTING | Bore Type | DRYW | Dry Well |  | Added code. | 2021-06-07 | A | GISSA
O | both | DDS_EXISTING | Bore Type | FARM | Farm Supply |  | Added code. | 2021-06-07 | A | GISSA
O | both | DDS_EXISTING | Bore Type | LIFESTYLE | Life Style Block |  | Added code. | 2021-06-07 | A | GISSA
O | both | DDS_EXISTING | Bore Type | THERMAL | Geothermal |  | Added code. | 2021-06-07 | A | GISSA
O | both | DDS_EXISTING | Bore Type | TOWN | Town Supply |  | Added code. | 2021-06-07 | A | GISSA
O | both | DDS_EXISTING | Breakwater Purpose | SeeComment | To be used when a Breakwater Purpose is not listed. The Breakwater Purpose is to be listed in the Comments field. |  | Changed description. | 2021-06-01 | M | GISSA
W | both | DDS_EXISTING | Cathodic Protection Type | SeeComment | To be used when a Cathodic Protection Type is not listed. The new Cathodic Protection Type is to be listed in the Comments field. |  | Changed the SeeComment description to match the codelist name. | 2020-07-13 | M | GISSA
W | Removed | DDS_EXISTING | Chamber Material | CONCM |  |  | codelist removed as not being utilised. | 2021-05-01 | R | GISSA
W | Removed | DDS_EXISTING | Chamber Material | ICONC |  |  | codelist removed as not being utilised. | 2021-05-01 | R | GISSA
W | Removed | DDS_EXISTING | Chamber Material | CONC |  |  | codelist removed as not being utilised. | 2021-05-01 | R | GISSA
W | Removed | DDS_EXISTING | Chamber Material | PCONC |  |  | codelist removed as not being utilised. | 2021-05-01 | R | GISSA
B | both | DDS_EXISTING | Communication and Cabling Purpose | SeeComment | To be used when a Communication & Data Cabling Purpose is not listed. The new Communication & Data Cabling Purpose is to be listed in the Comments field. |  | Changed description. | 2021-06-01 | M | GISSA
B | both | DDS_EXISTING | Communication and Data Cabling Type | SeeComment | To be used when a Communication & Data Cabling Type is not listed. The new Communication & Data Cabling Type is to be listed in the Comments field. |  | Changed description. | 2021-06-01 | M | GISSA
B | both | DDS_EXISTING | Communication and Data Equipment Type | SeeComment | To be used when a Communication & Data Equipment is not listed. The new Communication & Data Equipment is to be listed in the Comments field. |  | Changed description. | 2021-06-01 | M | GISSA
W | both | DDS_EXISTING | Construction Type | SeeComment | To be used when a Construction Type is not listed. The new Construction Type is to be listed in the Comments field. |  |  | 2021-05-01 | M | GISSA
D | Removed | DDS | Construction Type | UNK |  |  | Removed code. | 2021-05-01 | R | GISSA
W | both | DDS_EXISTING | Structure Material | SeeComment | To be used when a Structure Material is not listed. The new Structure Material is to be listed in the Comments field. |  | Changed codelist name from 'Containment Structure Material' to 'Structure Material'. | 2021-05-26 | M | GISSA
B | both | DDS_EXISTING | Conveyance System Type | SeeComment | To be used when a Conveyance System Type is not listed. The new Conveyance System Type is to be listed in the Comments field. |  | Changed the SeeComment description to match the codelist name. | 2020-07-13 | M | GISSA
B | both | DDS_EXISTING | Conveyance System Use | SeeComment | To be used when a Conveyance System Use is not listed. The new Conveyance System Use is to be listed in the Comments field. |  | Changed the SeeComment description to match the codelist name. | 2020-07-13 | M | GISSA
S | 2023 | DDS_EXISTING | Cover Material | CA | Cast Iron |  | 2021-05-01: Added Cover Material codelist, replacing Access Point Material. 2026-04-27: Changed description from 'Cast Iron - Unspecified' to 'Cast Iron'. | 2026-04-27 | M | GISSA
S | 2023 | DDS_EXISTING | Cover Material | CONC | Concrete |  | Added codelist - Replaced Access Point Material codelist. | 2021-05-01 | A | GISSA
S | 2023 | DDS_EXISTING | Cover Material | DI | Ductile Iron |  | Added codelist - Replaced Access Point Material codelist. | 2021-05-01 | A | GISSA
S | 2023 | DDS_EXISTING | Cover Material | METAL | Metal |  | Added codelist - Replaced Access Point Material codelist. | 2021-05-01 | A | GISSA
S | 2023 | DDS_EXISTING | Cover Material | MI | Malleable Iron |  | Added codelist - Replaced Access Point Material codelist. | 2021-05-01 | A | GISSA
S | 2023 | DDS_EXISTING | Cover Material | PVC | Polyvinyl chloride |  | Added codelist - Replaced Access Point Material codelist. | 2021-05-01 | A | GISSA
S | 2023 | DDS_EXISTING | Cover Material | TMBR | Timber |  | Added codelist - Replaced Access Point Material codelist. | 2021-05-01 | A | GISSA
S | 2023 | DDS_EXISTING | Cover Material | SeeComment | To be used when a Cover Material is not listed. The new Cover Material is to be listed in the Comments field. |  | Added codelist - Replaced Access Point Material codelist. | 2021-05-01 | A | GISSA
W | 2023 | DDS_EXISTING | Cover Material | CA | Cast Iron |  | Added codelist - Replaced Access Point Material codelist. | 2020-06-09 | A | GISSA
W | 2023 | DDS_EXISTING | Cover Material | CONC | Concrete |  | Added codelist - Replaced Access Point Material codelist. | 2020-06-09 | A | GISSA
W | 2023 | DDS_EXISTING | Cover Material | DI | Ductile Iron |  | Added codelist - Replaced Access Point Material codelist. | 2020-06-09 | A | GISSA
W | 2023 | DDS_EXISTING | Cover Material | METAL | Metal |  | Added codelist - Replaced Access Point Material codelist. | 2020-06-09 | A | GISSA
W | 2023 | DDS_EXISTING | Cover Material | MI | Malleable Iron |  | Added codelist - Replaced Access Point Material codelist. | 2020-06-09 | A | GISSA
W | 2023 | DDS_EXISTING | Cover Material | PVC | Polyvinyl chloride |  | Added codelist - Replaced Access Point Material codelist. | 2020-06-09 | A | GISSA
W | 2023 | DDS_EXISTING | Cover Material | TMBR | Timber |  | Added codelist - Replaced Access Point Material codelist. | 2020-06-09 | A | GISSA
W | 2023 | DDS_EXISTING | Cover Material | SeeComment | To be used when a Cover Material is not listed. The new Cover Material is to be listed in the Comments field. |  | Added codelist - Replaced Access Point Material codelist. | 2021-05-01 | A | GISSA
O | both | EXISTING | Deck Material | RC | Reinforced Concrete - No Class/Unknown |  | Added code to separate the RC descriptions for DDS specs in which 'Unknown' does not exist and the RC descriptions for existing specs in which 'Unknown' exists. | 2021-06-01 | A | GISSA
O | both | DDS | Deck Material | RC | Reinforced Concrete - No Class |  |  | 2021-06-01 | M | GISSA
D | both | DDS_EXISTING | Drain Liner Material | EARTH | Natural Material Unspecified |  | Added code. | 2020-05-29 | A | GISSA
O | both | DDS_EXISTING | Drainage Mechanism | SeeComment | To be used when a Drainage Mechanism is not listed. The new Drainage Mechanism is to be listed in the Comments field. |  | Changed the SeeComment description to match the codelist name. | 2020-07-13 | M | GISSA
W | both | DDS_EXISTING | Electrical Equipment Type | ANALYSER | Analyser |  | Added code. | 2021-05-01 | A | GISSA
B | both | DDS_EXISTING | Electrical Equipment Type | SeeComment | To be used when a Electrical Equipment Type is not listed. The new Electrical Equipment Type is to be listed in the Comments field. |  | Changed the SeeComment description to match the codelist name. | 2020-07-13 | M | GISSA
O | both | DDS_EXISTING | Face Material | CONCM | Concrete Masonry Unit |  | Changed description from 'Concrete Mansory' to 'Concrete Masonry Unit', correcting the spelling and including 'Unit'. | 2021-05-01 | M | GISSA
O | Removed | DDS_EXISTING | Face Material | ICONC |  |  | Removed code. | 2021-06-01 | R | GISSA
O | Removed | DDS_EXISTING | Face Material | PCONC |  |  | Removed code. | 2021-06-01 | R | GISSA
O | both | DDS_EXISTING | Fence/Wall Purpose | SAFETY | Safety |  |  | 2020-05-29 | A | GISSA
O | both | DDS_EXISTING | Fence/Wall Type | BAFFLE | Baffle |  | Added code. | 2021-05-01 | A | GISSA
O | both | DDS_EXISTING | Fence/Wall/Gate Material | CONCM | Concrete Masonry Unit |  | Changed description from 'Concrete Mansory' to 'Concrete Masonry Unit', correcting the spelling and including 'Unit'. | 2021-05-01 | M | GISSA
O | Removed | DDS_EXISTING | Fence/Wall/Gate Material | ICONC |  |  | Removed code. | 2021-06-01 | R | GISSA
O | Removed | DDS_EXISTING | Fence/Wall/Gate Material | PCONC |  |  | Removed code. | 2021-06-01 | R | GISSA
O | both | DDS_EXISTING | Fence/Wall/Gate Material | SeeComment | To be used when a Fence/Wall/Gate Material is not listed. The new Fence/Wall/Gate Material is to be listed in the Comments field. |  | Changed the SeeComment description to match the codelist name. | 2020-07-13 | M | GISSA
D | both | DDS_EXISTING | Filter / Drainage Material | SeeComment | To be used when a Filter / Drainage Material is not listed. The new Filter / Drainage Material is to be listed in the Comments field. |  | Changed the SeeComment description to match the codelist name. | 2020-07-13 | M | GISSA
B | both | DDS_EXISTING | Floor Material | SeeComment | To be used when a Floor Material is not listed. The new Floor Material is to be listed in the Comments field. |  | Changed the SeeComment description to match the codelist name. | 2020-07-13 | M | GISSA
R | both | DDS_EXISTING | Foundation Material | EARTH | Natural Material Unspecified |  | Changed description from 'Earth' to 'Natural Material Unspecified'. | 2020-05-29 | M | GISSA
R | both | EXISTING | Foundation Material | RC | Reinforced Concrete - No Class/Unknown |  | Added code to separate the RC descriptions for DDS specs in which 'Unknown' does not exist and the RC descriptions for existing specs in which 'Unknown' exists. | 2021-06-01 | A | GISSA
R | both | DDS | Foundation Material | RC | Reinforced Concrete - No Class |  |  | 2021-06-01 | M | GISSA
B | both | DDS_EXISTING | Frame Material | CONCM | Concrete Masonry Unit |  | Changed description from 'Concrete Mansory' to 'Concrete Masonry Unit', correcting the spelling and including 'Unit'. | 2021-05-01 | M | GISSA
B | Removed | DDS_EXISTING | Frame Material | PCONC |  |  | Removed code. | 2021-06-01 | R | GISSA
O | both | DDS_EXISTING | Gate Types | SWN | Swinging |  | Added code. | 2020-06-04 | A | GISSA
D | Removed | DDS_EXISTING | Geofabric/Transition Material | NIL |  |  | Removed code. | 2021-05-01 | R | GISSA
D | both | DDS_EXISTING | Geofabric/Transition Material | SeeComment | To be used when a Geofabric/ Transition Material is not listed. The new Geofabric/ Transition Material is to be listed in the Comments field. |  | Changed description. | 2021-06-01 | M | GISSA
D | both | DDS_EXISTING | Geofabric/Transition Material | RCK | Rock |  |  | 2019-06-17 | A | GISSA
D | both | EXISTING | Geofabric/Transition Material | UNK | Unknown |  |  | 2021-08-10 | A | GISSA
D | 2019 | DDS_EXISTING | Head/End Wall Type | SeeComment | To be used when an Head/End Wall Type is not listed. The new Head/End Wall Type is to be listed in the Comments field. |  | Changed the SeeComment description to match the codelist name. | 2020-07-13 | M | GISSA
R | 2023 | DDS_EXISTING | Hardstand Type | AIRPLANE | Airplane Parking or Storage |  | Added codelist and code for 2023. | 2023-09-04 | A | GISSA
R | 2023 | DDS_EXISTING | Hardstand Type | CARWASH | Car Wash Area |  | Added codelist and code for 2023. | 2023-09-04 | A | GISSA
R | 2023 | DDS_EXISTING | Hardstand Type | CRANE | Crane Area |  | Added codelist and code for 2023. | 2023-09-04 | A | GISSA
R | 2023 | DDS_EXISTING | Hardstand Type | PLANTEQUIP | Plant & Equipment Area |  | 2026 - Changed code from PLANT to PLANTEQUIP. 2023 - Added codelist and code for 2023. | 2026-04-29 | M | GISSA
R | 2023 | DDS_EXISTING | Hardstand Type | SeeComment | To be used when a Hardstand Type is not listed. The new Hardstand Type is to be listed in the Comments field. |  | Added codelist and code for 2023. | 2023-09-04 | A | GISSA
R | 2023 | DDS_EXISTING | Hardstand Type | STORAGE | Storage Area - General |  | Added codelist and code for 2023. | 2023-09-04 | A | GISSA
R | 2023 | DDS_EXISTING | Hardstand Type | VEHICLE | Vehicle Storage |  | Added codelist and code for 2023. | 2023-09-04 | A | GISSA
R | 2023 | DDS_EXISTING | Hardstand Type | WHEELWASH | Wheel Wash Area |  | Added codelist and code for 2023. | 2023-09-04 | A | GISSA
R | Removed | DDS_EXISTING | Hardstand Surface Material Type | BRICKP |  |  | Removed as codelist not being utilised. | 2025-10-03 | R | GISSA
R | Removed | DDS_EXISTING | Hardstand Surface Material Type | CONC |  |  | Removed as codelist not being utilised. | 2025-10-03 | R | GISSA
R | Removed | DDS_EXISTING | Hardstand Surface Material Type | CTG |  |  | Removed as codelist not being utilised. | 2025-10-03 | R | GISSA
R | Removed | DDS_EXISTING | Hardstand Surface Material Type | GPV |  |  | Removed as codelist not being utilised. | 2025-10-03 | R | GISSA
R | Removed | DDS_EXISTING | Hardstand Surface Material Type | LS |  |  | Removed as codelist not being utilised. | 2025-10-03 | R | GISSA
R | Removed | DDS_EXISTING | Hardstand Surface Material Type | SeeComment |  |  | Removed as codelist not being utilised. | 2025-10-03 | R | GISSA
R | Removed | DDS_EXISTING | Hardstand Surface Material Type | UNSEAL |  |  | Removed as codelist not being utilised. | 2025-10-03 | R | GISSA
B | both | DDS_EXISTING | Health & Safety Issues | SeeComment | To be used when a Health & Safety Issue is not listed. The new Health & Safety Issue is to be listed in the Comments field. |  | Changed description. | 2021-06-01 | M | GISSA
O | both | DDS_EXISTING | Health and Safety Issues | SeeComment | To be used when a Health and Safety Issue is not listed. The new Health and Safety Issue is to be listed in the Comments field. |  | Added code. | 2021-06-01 | A | GISSA
O | both | DDS_EXISTING | Irrigation Line Material | CI | Grey Cast Iron (Also known as Gray Iron) | Also known as Gray Iron |  | 2020-06-09 | M | GISSA
O | both | DDS_EXISTING | Irrigation Line Material | DI | Ductile Iron |  | Added code. | 2020-06-09 | A | GISSA
O | both | DDS_EXISTING | Irrigation Line Material | MI | Malleable Iron |  | Added code. | 2020-06-09 | A | GISSA
O | both | EXISTING | Irrigation Line Material | RC | Reinforced Concrete - No Class/Unknown |  | Added code to separate the RC descriptions for DDS specs in which 'Unknown' does not exist and the RC descriptions for existing specs in which 'Unknown' exists. | 2021-06-01 | A | GISSA
O | both | DDS | Irrigation Line Material | RC | Reinforced Concrete - No Class |  |  | 2021-06-01 | M | GISSA
R | both | DDS_EXISTING | ITS Material | CI | Grey Cast Iron (Also known as Gray Iron) | Also known as Gray Iron |  | 2020-06-09 | M | GISSA
R | both | DDS_EXISTING | ITS Material | DI | Ductile Iron |  | Added code. | 2020-06-09 | A | GISSA
R | both | DDS_EXISTING | ITS Material | MI | Malleable Iron |  | Added code. | 2020-06-09 | A | GISSA
R | both | DDS_EXISTING | Kerb Material | EARTH | Natural Material Unspecified |  | Changed description from 'Earth' to 'Natural Material Unspecified'. | 2020-05-29 | M | GISSA
R | both | DDS_EXISTING | Kerb Material | SeeComment | To be used when a Material is not listed. The new Material is to be listed in the Comments field. |  | Changed the SeeComment description to match the codelist name. | 2020-07-13 | M | GISSA
R | both | DDS_EXISTING | Kerb Material | GRVL | Gravel. Only use when kerb type is shoulder. |  | Added code. | 2021-06-07 | A | GISSA
R | both | DDS_EXISTING | Kerb Type | BK | Barrier kerb (kerb) | Also known as “B1” - VicRoads Standard 2001 |  | 2020-07-13 | M | GISSA
R | both | DDS_EXISTING | Kerb Type | BKCD | Barrier kerb & channel (kerb & channel)(decline gutter) | Also known as “B3” - VicRoads Standard 2001 |  | 2020-07-13 | M | GISSA
R | both | DDS_EXISTING | Kerb Type | BKCD600 | Barrier kerb (600mm) & channel (kerb & channel) (incline gutter) | Also known as “B4” - VicRoads Standard 2001 | Added code. | 2021-06-08 | A | GISSA
R | both | DDS_EXISTING | Kerb Type | BKCI | Barrier kerb & channel (kerb & channel) (incline gutter) | Also known as “B2” - VicRoads Standard 2001 |  | 2020-07-13 | M | GISSA
R | both | DDS_EXISTING | Kerb Type | MK1 | Mountable kerb | Also known as “M1” - VicRoads Standard 2001 |  | 2020-07-13 | M | GISSA
R | both | DDS_EXISTING | Kerb Type | MK4 | Mountable kerb | Also known as “M4” - VicRoads Standard 2001 |  | 2020-07-13 | M | GISSA
R | both | DDS_EXISTING | Kerb Type | MKCCD | Chamfered Mountable Kerb & Channel (decline gutter) | Also known as “M6” - VicRoads Standard 2001 |  | 2020-07-13 | M | GISSA
R | both | DDS_EXISTING | Kerb Type | MKCCI | Chamfered Mountable Kerb & Channel (incline gutter) | Also known as “M5” - VicRoads Standard 2001 |  | 2020-07-13 | M | GISSA
R | both | DDS_EXISTING | Kerb Type | MKCD | Mountable kerb & channel (decline gutter) | Also known as “M3” - VicRoads Standard 2001 |  | 2020-07-13 | M | GISSA
R | both | DDS_EXISTING | Kerb Type | MKCI | Mountable kerb & channel (incline gutter) | Also known as “M2” - VicRoads Standard 2001 |  | 2020-07-13 | M | GISSA
R | both | DDS_EXISTING | Kerb Type | SMK | Semi-Mountable kerb | Also known as “SM1” - VicRoads Standard 2001 |  | 2020-07-13 | M | GISSA
R | both | DDS_EXISTING | Kerb Type | SMKCD | Semi-Mountable kerb & channel (decline gutter) | Also known as “SM3” - VicRoads Standard 2001 |  | 2020-07-13 | M | GISSA
R | both | DDS_EXISTING | Kerb Type | SMKCI | Semi-Mountable kerb & channel (incline gutter) | Also known as “SM2” - VicRoads Standard 2001 |  | 2020-07-13 | M | GISSA
R | both | DDS_EXISTING | Kerb Type | SMKCIM | Semi-Mountable kerb & channel (incline gutter) | Also known as “SM2-M” - VicRoads Standard 2002 | Added code. | 2021-06-08 | A | GISSA
O | both | DDS_EXISTING | Landscaping Material | EARTH | Natural Material Unspecified |  | Changed description from 'Earth' to 'Natural Material Unspecified'. | 2020-05-29 | M | GISSA
O | Removed | DDS_EXISTING | Landscaping Type | RNGRD |  |  | Removed code. | 2019-11-14 | R | GISSA
O | 2023 | DDS_EXISTING | Marine Safety and Assist Facility Type | MBUOY | Marker Buoys |  | Added codelist and code for 2023. | 2023-09-04 | A | GISSA
O | 2023 | EXISTING | Marine Safety and Assist Facility Type | NA | Not Applicable |  | 2023: Added codelist and code for 2023. 2026-10-21: Corrected register coverage to Existing only; NA is not listed in the 2023 DDS specification. | 2026-10-21 | M | GISSA
O | 2023 | DDS_EXISTING | Marine Safety and Assist Facility Type | NAVAID | Navigational aid, include fog signals, and day beacons |  | Added codelist and code for 2023. | 2023-09-04 | A | GISSA
O | 2023 | DDS_EXISTING | Marine Safety and Assist Facility Type | RESE | Research Buoys and Research Facilities |  | Added codelist and code for 2023. | 2023-09-04 | A | GISSA
O | 2023 | DDS_EXISTING | Marine Safety and Assist Facility Type | RESC | Rescue Buoys and Rescue Facilities |  | Added codelist and code for 2023. | 2023-09-04 | A | GISSA
O | 2023 | DDS_EXISTING | Marine Safety and Assist Facility Type | SeeComment | To be used when a Marine Safety Facility Type is not listed. The new Marine Safety Facility Type is to be listed in the Comments field. |  | Added codelist and code for 2023. | 2023-09-04 | A | GISSA
O | 2023 | DDS_EXISTING | Marine Safety and Assist Facility Material | CONC | Concrete |  | Added codelist and code for 2023. | 2023-09-04 | A | GISSA
O | 2023 | DDS_EXISTING | Marine Safety and Assist Facility Material | METAL | Metal |  | Added codelist and code for 2023. | 2023-09-04 | A | GISSA
O | 2023 | DDS_EXISTING | Marine Safety and Assist Facility Material | SeeComment | To be used when a Marine Safety and Assist Facility Material is not listed. The new Marine Safety and Assist Facility Material is to be listed in the Comments field. |  | Added codelist and code for 2023. | 2023-09-04 | A | GISSA
S | both | DDS_EXISTING | Mechanical Equipment Type | BAFFLE | Baffle |  | Added code. | 2021-05-01 | A | GISSA
W | both | DDS_EXISTING | Mechanical Equipment Type | BAFFLE | Baffle |  | Added code. | 2021-05-01 | A | GISSA
S | both | DDS_EXISTING | Mechanical Equipment Type | FLOCC | Flocculator |  | Added code. | 2021-05-01 | A | GISSA
W | both | DDS_EXISTING | Mechanical Equipment Type | FLOCC | Flocculator |  | Added code. | 2021-05-01 | A | GISSA
O | both | DDS_EXISTING | Minor Structure Material | SeeComment | To be used when a Minor Structure Material is not listed. The new Minor Structure Material is to be listed in the Comments field. |  | Changed the SeeComment description to match the codelist name. | 2020-07-13 | M | GISSA
O | 2023 | DDS_EXISTING | Open Space Hierarchy | CPARK | Community Parks (1.0-5.0Ha) |  | Added codelist and code for 2023. | 2023-09-04 | A | GISSA
O | 2023 | DDS_EXISTING | Open Space Hierarchy | DPARK | District Parks (5-15Ha) |  | Added codelist and code for 2023. | 2023-09-04 | A | GISSA
O | 2023 | EXISTING | Open Space Hierarchy | NA | Not Applicable |  | 2023: Added codelist and code for 2023. 2026-10-21: Corrected register coverage to Existing only; NA is not listed in the 2023 DDS specification. | 2026-10-21 | M | GISSA
O | 2023 | DDS_EXISTING | Open Space Hierarchy | NPARK | Neighbourhood Parks (0.2-1ha) |  | Added codelist and code for 2023. | 2023-09-04 | A | GISSA
O | 2023 | DDS_EXISTING | Open Space Hierarchy | PPARK | Pocket Parks (Less than 0.2ha) |  | Added codelist and code for 2023. | 2023-09-04 | A | GISSA
O | 2023 | DDS_EXISTING | Open Space Hierarchy | SeeComment | To be used when an Open Space Hierarchy is not listed. The newOpen Space Hierarchy is to be listed in the Comments field. |  | Added codelist and code for 2023. | 2023-09-04 | A | GISSA
O | Removed | DDS_EXISTING | Open Space Type | BSH |  |  | Removed code. | 2021-06-01 | R | GISSA
O | Removed | DDS_EXISTING | Open Space Type | DP |  |  | Removed code. | 2021-06-01 | R | GISSA
O | Removed | DDS_EXISTING | Open Space Type | LP |  |  | Removed code. | 2021-06-01 | R | GISSA
O | Removed | DDS_EXISTING | Open Space Type | PK |  |  | Removed code. | 2021-06-01 | R | GISSA
O | both | DDS_EXISTING | Open Space Type | RES | Reserve |  | Added code. | 2021-06-01 | A | GISSA
O | Removed | DDS_EXISTING | Open Space Type | RP |  |  | Removed code. | 2021-06-01 | R | GISSA
O | both | DDS_EXISTING | Open Space Type | SPORT | Sport Facilities |  | Added code. | 2021-06-01 | A | GISSA
D | both | DDS_EXISTING | OSDS Feature | SeeComment | To be used when a OSDS Feature Type is not listed. The new OSDS Feature Type is to be listed in the Comments field. |  | Changed the SeeComment description to match the codelist name. | 2020-07-13 | M | GISSA
D | both | DDS_EXISTING | OSDS Type | RNGRD | Rain Garden |  | Added code. | 2019-11-14 | A | GISSA
S | both | DDS_EXISTING | Other Network Structure Types | SeeComment | To be used when an Other Network Structure Type is not listed. The new Other Network Structure Type is to be listed in the Comments field. |  |  | 2021-06-01 | M | GISSA
B | both | DDS_EXISTING | Pipe Installation Method | BORE | Bore |  | Changed code from 'BORED' to 'BORE' and description from 'Bored' to 'Bore'. | 2021-05-01 | M | GISSA
S | both | DDS_EXISTING | Pipe Installation Method | BORE | Bore |  | Changed code from 'BORED' to 'BORE' and description from 'Bored' to 'Bore'. | 2021-05-01 | M | GISSA
W | both | DDS_EXISTING | Pipe Installation Method | BORE | Bore |  | Changed code from 'BORED' to 'BORE' and description from 'Bored' to 'Bore'. | 2021-05-01 | M | GISSA
S | Removed | DDS_EXISTING | Pipe Material | AG |  |  | Removed code. | 2021-05-01 | R | GISSA
S | Removed | DDS_EXISTING | Pipe Material | BKBRT |  |  | Removed code. | 2021-05-01 | R | GISSA
W | Removed | DDS_EXISTING | Pipe Material | BKBRT |  |  | Removed code. | 2021-05-01 | R | GISSA
S | both | DDS_EXISTING | Pipe Material | CI | Grey Cast Iron (Also known as Gray Iron) | Also known as Gray Iron |  | 2020-06-09 | M | GISSA
W | both | DDS_EXISTING | Pipe Material | CI | Grey Cast Iron (Also known as Gray Iron) | Also known as Gray Iron |  | 2020-06-09 | M | GISSA
S | both | DDS_EXISTING | Pipe Material | MI | Malleable Iron |  | Added code. | 2020-06-09 | A | GISSA
W | both | DDS_EXISTING | Pipe Material | MI | Malleable Iron |  | Added code. | 2020-06-09 | A | GISSA
S | both | DDS_EXISTING | Pipe Material | PP | Polypropylene |  | Added code. | 2021-05-01 | A | GISSA
W | both | DDS_EXISTING | Pipe Material | PP | Polypropylene |  | Added code. | 2021-05-01 | A | GISSA
S | both | EXISTING | Pipe Material | RC | Reinforced Concrete - No Class/Unknown |  | Added code to separate the RC descriptions for DDS specs in which 'Unknown' does not exist and the RC descriptions for existing specs in which 'Unknown' exists. | 2021-06-01 | A | GISSA
S | both | DDS | Pipe Material | RC | Reinforced Concrete - No Class |  |  | 2021-06-01 | M | GISSA
W | both | EXISTING | Pipe Material | RC | Reinforced Concrete - No Class/Unknown |  | Added code to separate the RC descriptions for DDS specs in which 'Unknown' does not exist and the RC descriptions for existing specs in which 'Unknown' exists. | 2021-06-01 | A | GISSA
W | both | DDS | Pipe Material | RC | Reinforced Concrete - No Class |  |  | 2021-06-01 | M | GISSA
D | both | DDS_EXISTING | Pipe Purpose | AERATION | Aeration line: a pipe that conveys air to aerate or release air from pipes buried underground |  | Added code. | 2022-06-12 | A | GISSA
W | both | DDS_EXISTING | Pipe Renewal / Lining Material | HDPE | High Density PE (PE100) |  |  | 2020-08-12 | A | GISSA
S | both | DDS_EXISTING | Pipe Renewal / Lining Material | HDPE | High Density PE (PE100) |  |  | 2020-08-12 | A | GISSA
W | both | DDS_EXISTING | Pipe Renewal / Lining Material | MDPE | Medium Density PE (PE80B) |  | 2026 - Changed description from Medium Density PE to Medium Density PE (PE80B). | 2026-04-28 | M | GISSA
S | both | DDS_EXISTING | Pipe Renewal / Lining Material | MDPE | Medium Density PE (PE80B) |  | 2026 - Changed description from Medium Density PE to Medium Density PE (PE80B). | 2026-04-28 | M | GISSA
S | both | DDS_EXISTING | Pipe Renewal / Lining Material | PE | Polyethylene |  |  | 2020-08-11 | A | GISSA
W | both | DDS_EXISTING | Pipe Renewal / Lining Material | PE | Polyethylene |  |  | 2020-08-11 | A | GISSA
S | both | DDS_EXISTING | Pipe Renewal / Lining Material | SeeComment | To be used when a Pipe Renewal / Lining Material is not listed. The new Pipe Renewal / Lining Material is to be listed in the Comments field. |  | Changed description. | 2021-06-01 | M | GISSA
W | both | DDS_EXISTING | Pipe Renewal / Lining Material | SeeComment | To be used when a Pipe Renewal / Lining Material is not listed. The new Pipe Renewal / Lining Material is to be listed in the Comments field. |  | Changed description. | 2021-06-01 | M | GISSA
D | both | DDS_EXISTING | Pipe Types | AGDRAIN | A type of pipe that is slotted enables water to dissipate into the ground. |  |  | 2021-05-01 | A | GISSA
D | both | EXISTING | Pipe, Property Connection & Underground Conduit Material | RC | Reinforced Concrete - No Class/Unknown |  |  | 2021-06-01 | A | GISSA
D | both | DDS_EXISTING | Pipe, Property Connection & Underground Conduit Material | SeeComment | To be used when a Pipe, Property Connection & Underground Conduit Material is not listed. The new Pipe, Property Connection & Underground Conduit Material is to be listed in the Comments field. |  |  | 2020-07-13 | M | GISSA
D | Removed | DDS_EXISTING | Pit Lid Type | CA |  |  | Removed code. | 2021-06-01 | R | GISSA
D | Removed | DDS_EXISTING | Pit Lid Type | CONC |  |  | Removed code. | 2021-06-01 | R | GISSA
D | Removed | DDS_EXISTING | Pit Lid Type | CONCI |  |  | Removed code. | 2021-06-01 | R | GISSA
D | Removed | DDS_EXISTING | Pit Lid Type | DI |  |  | Removed code. | 2020-06-09 | R | GISSA
D | Removed | DDS_EXISTING | Pit Lid Type | FIBRE |  |  | Removed code. | 2021-06-01 | R | GISSA
D | Removed | DDS_EXISTING | Pit Lid Type | GA |  |  | Removed code. | 2022-06-01 | R | GISSA
D | both | DDS_EXISTING | Pit Lid Type | GATIC | Gatic |  | Added code. | 2021-06-01 | A | GISSA
D | both | DDS_EXISTING | Pit Lid Type | GRILLE | Grille |  | Added code. | 2021-05-01 | A | GISSA
D | Removed | DDS_EXISTING | Pit Lid Type | MI |  |  | Removed code. | 2020-06-09 | R | GISSA
D | 2023 | DDS_EXISTING | Pit Lid Material | CA | Cast Iron |  | Added codelist and code for 2023. | 2021-06-01 | A | GISSA
D | 2023 | DDS_EXISTING | Pit Lid Material | CONC | Concrete |  | Added codelist and code for 2023. | 2021-06-01 | A | GISSA
D | 2023 | DDS_EXISTING | Pit Lid Material | DI | Ductile Iron |  | Added codelist and code for 2023. | 2021-06-01 | A | GISSA
D | 2023 | DDS_EXISTING | Pit Lid Material | FIBRE | Fibreglass |  | Added codelist and code for 2023. | 2021-06-01 | A | GISSA
D | 2023 | DDS_EXISTING | Pit Lid Material | MI | Malleable Iron |  | Added codelist and code for 2023. | 2021-06-01 | A | GISSA
D | 2023 | DDS_EXISTING | Pit Lid Material | PVC | Polyvinyl chloride |  | Added codelist and code for 2023. | 2021-06-01 | A | GISSA
D | 2023 | DDS_EXISTING | Pit Lid Material | STEEL | Steel |  | Added codelist and code for 2023. | 2021-06-01 | A | GISSA
D | 2023 | DDS_EXISTING | Pit Lid Material | SeeComment | To be used when a Pit Lid Material is not listed. The new Pit Lid Material is to be listed in the Comments field. |  | Added codelist and code for 2023. | 2021-06-01 | A | GISSA
D | both | DDS_EXISTING | Pit Material | CONCM | Concrete Masonry Unit |  | Changed description from 'Concrete Mansory' to 'Concrete Masonry Unit', correcting the spelling and including 'Unit'. | 2021-05-01 | M | GISSA
D | Removed | DDS_EXISTING | Pit Material | FCEM |  |  | Removed code. | 2021-06-01 | R | GISSA
D | Removed | DDS_EXISTING | Pit Material | GEW |  |  | Removed code. | 2021-06-01 | R | GISSA
D | Removed | DDS_EXISTING | Pit Material | ICONC |  |  | Removed code. | 2021-05-01 | R | GISSA
D | Removed | DDS_EXISTING | Pit Material | IRON |  |  | Removed code. | 2021-06-01 | R | GISSA
D | Removed | DDS_EXISTING | Pit Material | PCONC |  |  | Removed code. | 2021-05-01 | R | GISSA
D | Removed | DDS_EXISTING | Pit Material | PSTYB |  |  | Removed code. | 2021-06-01 | R | GISSA
D | both | EXISTING | Pit Material | RC | Reinforced Concrete - No Class/Unknown |  | Added code to separate the RC descriptions for DDS specs in which 'Unknown' does not exist and the RC descriptions for existing specs in which 'Unknown' exists. | 2021-06-01 | A | GISSA
D | both | DDS | Pit Material | RC | Reinforced Concrete - No Class |  |  | 2021-06-01 | M | GISSA
D | both | DDS_EXISTING | Pit Type | BUP | Bubble Up Pit / Surcharge pit (Raised Grated) (Added for WA) |  |  | 2021-05-01 | M | GISSA
D | both | DDS_EXISTING | Pit Type | COD | Change of Vertical Direction | A symbol to be placed at a Change of Direction. Also known as a Change in the Direction of Flow. Please refer to Figure 62 | Changed comment. | 2021-01-06 | M | GISSA
D | both | DDS_EXISTING | Pit Type | COG | Change of Grade | A symbol to be placed at a change of grade. That is the same Direction of Flow with a different gradient. Please refer to Figure 62. | Changed comment. | 2021-01-06 | M | GISSA
D | both | DDS_EXISTING | Pit Type | DCP | Discharge Control Pit (Also known as Orifice Pit or Weir Pit) |  | Changed description from 'Discharge Control Pit (with orifice plate) (Also known as Orifice Pit)' to 'Discharge Control Pit (Also known as Orifice Pit or Weir Pit)', removing '(with orifice plate)' and adding 'Weir Pit'. | 2021-05-01 | M | GISSA
D | both | DDS_EXISTING | Pit Type | DGP | Double Grated Pit (also known as a Double Grated Entry Pit) | Note: ‘Grate’ is considered as a lid type. Pit types are identified by their function, not by the lid type. | Note: ‘Grate’ is considered as a lid type. Pit types are identified by their function, not by the lid type. | 2021-01-06 | M | GISSA
D | both | DDS_EXISTING | Pit Type | DGEP | Double Grated Entry Pit |  | Added code. | 2021-05-01 | A | GISSA
D | both | DDS_EXISTING | Pit Type | EXTRACTION | Extraction (Added for DoW-WA) |  |  | 2021-01-06 | M | GISSA
D | Removed | DDS_EXISTING | Pit Type | SEPG |  |  | Removed code. | 2021-06-01 | R | GISSA
D | both | DDS_EXISTING | Pit Type | SIP | Surface Inlet Pit |  | Added code. | 2021-05-01 | A | GISSA
D | Removed | DDS | Pit Type | UNK |  |  | Removed code. | 2021-05-01 | R | GISSA
D | Removed | DDS_EXISTING | Pit Type | WEIR |  |  | Removed code. | 2021-05-01 | R | GISSA
O | Removed | DDS_EXISTING | Play Surface Material | MULCH |  |  | Removed code. | 2021-05-01 | R | GISSA
O | both | DDS_EXISTING | Play Surface Material | EARTH | Natural Material Unspecified |  | Changed description from 'Earth' to 'Natural Material Unspecified'. | 2020-05-29 | M | GISSA
O | both | DDS_EXISTING | Playground and Exercise Equipment | TRAMP | Trampoline |  |  | 2019-06-17 | A | GISSA
O | both | DDS_EXISTING | Playground and Exercise Equipment Material | CONC | Concrete |  | Added code. | 2021-05-01 | A | GISSA
O | both | DDS_EXISTING | Playing Field Type | OLDP | Off leash dog park |  | Added code. | 2020-06-09 | A | GISSA
B | both | DDS_EXISTING | Plumbing Equipment Type | SHOWER | Shower |  | Added code. | 2021-05-01 | A | GISSA
B | both | DDS_EXISTING | Plumbing Equipment Type | SAFESHOWER | Safety Shower |  | Added code. | 2021-05-01 | A | GISSA
O | both | DDS_EXISTING | Post Material | CI | Grey Cast Iron (Also known as Gray Iron) | Also known as Gray Iron |  | 2020-06-09 | M | GISSA
O | both | DDS_EXISTING | Post Material | DI | Ductile Iron |  | Added code. | 2020-06-09 | A | GISSA
O | both | EXISTING | Post Material | RC | Reinforced Concrete - No Class/Unknown |  | Added code to separate the RC descriptions for DDS specs in which 'Unknown' does not exist and the RC descriptions for existing specs in which 'Unknown' exists. | 2021-06-01 | A | GISSA
O | both | DDS | Post Material | RC | Reinforced Concrete - No Class |  |  | 2021-06-01 | M | GISSA
O | both | EXISTING | Public Art/Memorial Material | RC | Reinforced Concrete - No Class/Unknown |  | Added code to separate the RC descriptions for DDS specs in which 'Unknown' does not exist and the RC descriptions for existing specs in which 'Unknown' exists. | 2021-06-01 | A | GISSA
O | both | DDS_EXISTING | Public Art/Memorial Material | SeeComment | To be used when a Public Art/Memorial Material is not listed. The new Public Art/Memorial Material is to be listed in the Comments field. |  | Changed the SeeComment description to match the codelist name. | 2020-07-13 | M | GISSA
S | both | DDS_EXISTING | Pump Station Type | ING | In-ground |  | Added code. | 2021-06-01 | A | GISSA
W | both | DDS_EXISTING | Pump Type | PISTOND | Piston Diaghram |  | Added code. | 2021-05-01 | A | GISSA
W | both | DDS_EXISTING | Pump Type | PERISTAL | Peristaltic |  | Added code. | 2021-05-01 | A | GISSA
W | both | DDS_EXISTING | Pump Type | PROGCAV | Progressive Cavity |  | Added code. | 2021-05-01 | A | GISSA
S | both | DDS_EXISTING | Pump Use | SeeComment | To be used when a Pump Use Type is not listed. The new Pump Use Type is to be listed in the Comments field. |  | Added code. | 2021-06-01 | A | GISSA
W | both | DDS_EXISTING | Pump Use | SeeComment | To be used when a Pump Use is not listed. The new Pump Use is to be listed in the Comments field. |  | Added code. | 2021-05-26 | A | GISSA
W | 2023 | DDS_EXISTING | Rail Material | AL | Aluminium |  | Added codelist and code for 2023. | 2021-08-10 | A | GISSA
W | 2023 | DDS_EXISTING | Rail Material | BRASS | Brass |  | Added codelist and code for 2023. | 2021-08-10 | A | GISSA
W | 2023 | DDS_EXISTING | Rail Material | NA | Not Applicable |  | Added codelist and code for 2023. | 2021-08-10 | A | GISSA
W | 2023 | DDS_EXISTING | Rail Material | SeeComment | To be used when a Rail Material is not listed. The new Rail Material is to be listed in the Comments field. |  | Added codelist and code for 2023. | 2021-08-10 | A | GISSA
W | 2023 | DDS_EXISTING | Rail Material | SSTEEL | Stainless Steel |  | Added codelist and code for 2023. | 2021-08-10 | A | GISSA
W | 2023 | DDS_EXISTING | Rail Material | STEEL | Steel |  | Added codelist and code for 2023. | 2021-08-10 | A | GISSA
W | 2023 | DDS_EXISTING | Rail Material | WI | Wrought Iron |  | Added codelist and code for 2023. | 2021-08-10 | A | GISSA
W | 2023 | DDS_EXISTING | Rail Material | WOOD | Wood |  | Added codelist and code for 2023. | 2021-08-10 | A | GISSA
B | 2023 | DDS_EXISTING | Rail Type | BLSTR | Baluster |  | Added codelist and code for 2023. | 2023-09-04 | A | GISSA
B | 2023 | DDS_EXISTING | Rail Type | CONTHR | Continuous Rail |  | Added codelist and code for 2023. | 2023-09-04 | A | GISSA
B | 2023 | DDS_EXISTING | Rail Type | DBLR | Double Rail |  | Added codelist and code for 2023. | 2023-09-04 | A | GISSA
B | 2023 | DDS_EXISTING | Rail Type | NA | Not Applicable |  | Added codelist and code for 2023. | 2023-09-04 | A | GISSA
B | 2023 | DDS_EXISTING | Rail Type | SeeComment | To be used when a Rail Type is not listed. The new Rail Type is to be listed in the Comments field. |  | Added codelist and code for 2023. | 2023-09-04 | A | GISSA
R | Removed | DDS_EXISTING | Road Barrier Material | METAL |  |  | Removed code. | 2021-05-01 | R | GISSA
R | both | DDS_EXISTING | Road Barrier Material | SeeComment | To be used when a Road Barrier Material is not listed. The new Road Barrier Material is to be listed in the Comments field. |  | Changed the SeeComment description to match the codelist name. | 2020-07-13 | M | GISSA
O | both | DDS_EXISTING | Seal Material | SeeComment | To be used when a Seal Material is not listed. The new Seal Material is to be listed in the Comments field. |  | Changed description. | 2021-06-01 | M | GISSA
B | both | DDS_EXISTING | Security Equipment Type | SeeComment | To be used when a Security Equipment Type is not listed. The new Security Equipment Type is to be listed in the Comments field. |  | Changed the SeeComment description to match the codelist name. | 2020-07-13 | M | GISSA
O | both | DDS_EXISTING | Services (Linear) Type | SeeComment | To be used when a Service (Linear) Type is not listed. The new Service (Linear) Type is to be listed in the Comments field. |  | Changed description. | 2021-06-01 | M | GISSA
B | both | EXISTING | Source | 40 | 1":40' Imperial Data Capture | Explicitly for use with describing existing infrastructure. | Not valid for newly constructed assets | 2020-05-19 | A | GISSA
D | both | EXISTING | Source | 40 | 1":40' Imperial Data Capture | Explicitly for use with describing existing infrastructure. | Not valid for newly constructed assets | 2020-05-19 | A | GISSA
O | both | EXISTING | Source | 40 | 1":40' Imperial Data Capture | Explicitly for use with describing existing infrastructure. | Not valid for newly constructed assets | 2020-05-19 | A | GISSA
R | both | EXISTING | Source | 40 | 1":40' Imperial Data Capture | Explicitly for use with describing existing infrastructure. | Not valid for newly constructed assets | 2020-05-19 | A | GISSA
S | both | EXISTING | Source | 40 | 1":40' Imperial Data Capture | Explicitly for use with describing existing infrastructure. | Not valid for newly constructed assets | 2020-05-19 | A | GISSA
W | both | EXISTING | Source | 40 | 1":40' Imperial Data Capture | Explicitly for use with describing existing infrastructure. | Not valid for newly constructed assets | 2020-05-19 | A | GISSA
B | both | EXISTING | Source | 500 | 1:500 metric mapping | Explicitly for use with describing existing infrastructure. | Not valid for newly constructed assets | 2021-06-01 | A | GISSA
D | both | EXISTING | Source | 500 | 1:500 metric mapping | Explicitly for use with describing existing infrastructure. | Not valid for newly constructed assets | 2021-06-01 | A | GISSA
O | both | EXISTING | Source | 500 | 1:500 metric mapping | Explicitly for use with describing existing infrastructure. | Not valid for newly constructed assets | 2021-06-01 | A | GISSA
R | both | EXISTING | Source | 500 | 1:500 metric mapping | Explicitly for use with describing existing infrastructure. | Not valid for newly constructed assets | 2021-06-01 | A | GISSA
S | both | EXISTING | Source | 500 | 1:500 metric mapping | Explicitly for use with describing existing infrastructure. | Not valid for newly constructed assets | 2021-06-01 | A | GISSA
W | both | EXISTING | Source | 500 | 1:500 metric mapping | Explicitly for use with describing existing infrastructure. | Not valid for newly constructed assets | 2021-06-01 | A | GISSA
B | both | EXISTING | Source | 2500 | 1:2500 metric mapping | Explicitly for use with describing existing infrastructure. | Not valid for newly constructed assets | 2020-05-19 | A | GISSA
D | both | EXISTING | Source | 2500 | 1:2500 metric mapping | Explicitly for use with describing existing infrastructure. | Not valid for newly constructed assets | 2020-05-19 | A | GISSA
O | both | EXISTING | Source | 2500 | 1:2500 metric mapping | Explicitly for use with describing existing infrastructure. | Not valid for newly constructed assets | 2020-05-19 | A | GISSA
R | both | EXISTING | Source | 2500 | 1:2500 metric mapping | Explicitly for use with describing existing infrastructure. | Not valid for newly constructed assets | 2020-05-19 | A | GISSA
S | both | EXISTING | Source | 2500 | 1:2500 metric mapping | Explicitly for use with describing existing infrastructure. | Not valid for newly constructed assets | 2020-05-19 | A | GISSA
W | both | EXISTING | Source | 2500 | 1:2500 metric mapping | Explicitly for use with describing existing infrastructure. | Not valid for newly constructed assets | 2020-05-19 | A | GISSA
B | both | EXISTING | Source | 25000 | 1:25000 metric mapping | Explicitly for use with describing existing infrastructure. | Not valid for newly constructed assets | 2020-05-19 | A | GISSA
D | both | EXISTING | Source | 25000 | 1:25000 metric mapping | Explicitly for use with describing existing infrastructure. | Not valid for newly constructed assets | 2020-05-19 | A | GISSA
O | both | EXISTING | Source | 25000 | 1:25000 metric mapping | Explicitly for use with describing existing infrastructure. | Not valid for newly constructed assets | 2020-05-19 | A | GISSA
R | both | EXISTING | Source | 25000 | 1:25000 metric mapping | Explicitly for use with describing existing infrastructure. | Not valid for newly constructed assets | 2020-05-19 | A | GISSA
S | both | EXISTING | Source | 25000 | 1:25000 metric mapping | Explicitly for use with describing existing infrastructure. | Not valid for newly constructed assets | 2020-05-19 | A | GISSA
W | both | EXISTING | Source | 25000 | 1:25000 metric mapping | Explicitly for use with describing existing infrastructure. | Not valid for newly constructed assets | 2020-05-19 | A | GISSA
B | both | EXISTING | Source | AERIAL | Aerial Photography | Explicitly for use with describing existing infrastructure. | Not valid for newly constructed assets | 2020-05-19 | A | GISSA
D | both | EXISTING | Source | AERIAL | Aerial Photography | Explicitly for use with describing existing infrastructure. | Not valid for newly constructed assets | 2020-05-19 | A | GISSA
O | both | EXISTING | Source | AERIAL | Aerial Photography | Explicitly for use with describing existing infrastructure. | Not valid for newly constructed assets | 2020-05-19 | A | GISSA
R | both | EXISTING | Source | AERIAL | Aerial Photography | Explicitly for use with describing existing infrastructure. | Not valid for newly constructed assets | 2020-05-19 | A | GISSA
S | both | EXISTING | Source | AERIAL | Aerial Photography | Explicitly for use with describing existing infrastructure. | Not valid for newly constructed assets | 2020-05-19 | A | GISSA
W | both | EXISTING | Source | AERIAL | Aerial Photography | Explicitly for use with describing existing infrastructure. | Not valid for newly constructed assets | 2020-05-19 | A | GISSA
B | Removed | DDS_EXISTING | Source | AS5488 |  |  | Removed code. | 2021-06-02 | R | GISSA
D | Removed | DDS_EXISTING | Source | AS5488 |  |  | Removed code. | 2021-06-02 | R | GISSA
O | Removed | DDS_EXISTING | Source | AS5488 |  |  | Removed code. | 2021-06-02 | R | GISSA
R | Removed | DDS_EXISTING | Source | AS5488 |  |  | Removed code. | 2021-05-01 | R | GISSA
S | Removed | DDS_EXISTING | Source | AS5488 |  |  | Removed code. | 2021-06-02 | R | GISSA
W | Removed | DDS_EXISTING | Source | AS5488 |  |  | Removed code. | 2021-06-02 | R | GISSA
W | 2023 | EXISTING | Source | AS5488_A | Comply with the Quality Level A of the Sub Surface Utility Australian Standard AS5488-2022 | Explicitly for use with describing existing infrastructure. | Not valid for newly constructed assets | 2023-11-22 | M | GISSA
S | 2023 | EXISTING | Source | AS5488_A | Comply with the Quality Level A of the Sub Surface Utility Australian Standard AS5488-2022 | Explicitly for use with describing existing infrastructure. | Not valid for newly constructed assets | 2023-11-22 | M | GISSA
R | both | EXISTING | Source | AS5488_A | Comply with the Quality Level A of the Sub Surface Utility Australian Standard AS5488-2022 | Explicitly for use with describing existing infrastructure. | 2026 - Changed description from Using Australia Standard AS to Comply with Quality Level A. 2021 - Not valid for newly constructed assets. | 2026-04-27 | M | GISSA
O | 2023 | EXISTING | Source | AS5488_A | Comply with the Quality Level A of the Sub Surface Utility Australian Standard AS5488-2022 | Explicitly for use with describing existing infrastructure. | Not valid for newly constructed assets | 2023-11-22 | M | GISSA
D | 2023 | EXISTING | Source | AS5488_A | Comply with the Quality Level A of the Sub Surface Utility Australian Standard AS5488-2022 | Explicitly for use with describing existing infrastructure. | Not valid for newly constructed assets | 2023-11-22 | M | GISSA
B | 2023 | EXISTING | Source | AS5488_A | Comply with the Quality Level A of the Sub Surface Utility Australian Standard AS5488-2022 | Explicitly for use with describing existing infrastructure. | Not valid for newly constructed assets | 2023-11-22 | M | GISSA
W | 2023 | EXISTING | Source | AS5488_B | Comply with the Quality Level B of the Sub Surface Utility Australian Standard AS5488-2022 | Explicitly for use with describing existing infrastructure. | Not valid for newly constructed assets 2026-10-28: Corrected the copied quality-level label from A to B to match code AS5488_B. | 2026-10-28 | M | GISSA
S | 2023 | EXISTING | Source | AS5488_B | Comply with the Quality Level B of the Sub Surface Utility Australian Standard AS5488-2022 | Explicitly for use with describing existing infrastructure. | Not valid for newly constructed assets 2026-10-28: Corrected the copied quality-level label from A to B to match code AS5488_B. | 2026-10-28 | M | GISSA
R | both | EXISTING | Source | AS5488_B | Comply with the Quality Level B of the Sub Surface Utility Australian Standard AS5488-2022 | Explicitly for use with describing existing infrastructure. | 2021: Not valid for newly constructed assets. 2026-04-27: Updated the description wording and standard reference. 2026-10-28: Corrected the copied quality-level label from A to B to match code AS5488_B. | 2026-10-28 | M | GISSA
O | 2023 | EXISTING | Source | AS5488_B | Comply with the Quality Level B of the Sub Surface Utility Australian Standard AS5488-2022 | Explicitly for use with describing existing infrastructure. | Not valid for newly constructed assets 2026-10-28: Corrected the copied quality-level label from A to B to match code AS5488_B. | 2026-10-28 | M | GISSA
D | 2023 | EXISTING | Source | AS5488_B | Comply with the Quality Level B of the Sub Surface Utility Australian Standard AS5488-2022 | Explicitly for use with describing existing infrastructure. | Not valid for newly constructed assets 2026-10-28: Corrected the copied quality-level label from A to B to match code AS5488_B. | 2026-10-28 | M | GISSA
B | 2023 | EXISTING | Source | AS5488_B | Comply with the Quality Level B of the Sub Surface Utility Australian Standard AS5488-2022 | Explicitly for use with describing existing infrastructure. | Not valid for newly constructed assets 2026-10-28: Corrected the copied quality-level label from A to B to match code AS5488_B. | 2026-10-28 | M | GISSA
W | 2023 | EXISTING | Source | AS5488_C | Comply with the Quality Level C of the Sub Surface Utility Australian Standard AS5488-2022 | Explicitly for use with describing existing infrastructure. | Not valid for newly constructed assets 2026-10-28: Corrected the copied quality-level label from A to C to match code AS5488_C. | 2026-10-28 | M | GISSA
S | 2023 | EXISTING | Source | AS5488_C | Comply with the Quality Level C of the Sub Surface Utility Australian Standard AS5488-2022 | Explicitly for use with describing existing infrastructure. | Not valid for newly constructed assets 2026-10-28: Corrected the copied quality-level label from A to C to match code AS5488_C. | 2026-10-28 | M | GISSA
R | both | EXISTING | Source | AS5488_C | Comply with the Quality Level C of the Sub Surface Utility Australian Standard AS5488-2022 | Explicitly for use with describing existing infrastructure. | 2021: Not valid for newly constructed assets. 2026-04-27: Updated the description wording and standard reference. 2026-10-28: Corrected the copied quality-level label from A to C to match code AS5488_C. | 2026-10-28 | M | GISSA
O | 2023 | EXISTING | Source | AS5488_C | Comply with the Quality Level C of the Sub Surface Utility Australian Standard AS5488-2022 | Explicitly for use with describing existing infrastructure. | Not valid for newly constructed assets 2026-10-28: Corrected the copied quality-level label from A to C to match code AS5488_C. | 2026-10-28 | M | GISSA
D | 2023 | EXISTING | Source | AS5488_C | Comply with the Quality Level C of the Sub Surface Utility Australian Standard AS5488-2022 | Explicitly for use with describing existing infrastructure. | Not valid for newly constructed assets 2026-10-28: Corrected the copied quality-level label from A to C to match code AS5488_C. | 2026-10-28 | M | GISSA
B | 2023 | EXISTING | Source | AS5488_C | Comply with the Quality Level C of the Sub Surface Utility Australian Standard AS5488-2022 | Explicitly for use with describing existing infrastructure. | Not valid for newly constructed assets 2026-10-28: Corrected the copied quality-level label from A to C to match code AS5488_C. | 2026-10-28 | M | GISSA
W | 2023 | EXISTING | Source | AS5488_D | Comply with the Quality Level D of the Sub Surface Utility Australian Standard AS5488-2022 | Explicitly for use with describing existing infrastructure. | Not valid for newly constructed assets 2026-10-28: Corrected the copied quality-level label from A to D to match code AS5488_D. | 2026-10-28 | M | GISSA
S | 2023 | EXISTING | Source | AS5488_D | Comply with the Quality Level D of the Sub Surface Utility Australian Standard AS5488-2022 | Explicitly for use with describing existing infrastructure. | Not valid for newly constructed assets 2026-10-28: Corrected the copied quality-level label from A to D to match code AS5488_D. | 2026-10-28 | M | GISSA
R | both | EXISTING | Source | AS5488_D | Comply with the Quality Level D of the Sub Surface Utility Australian Standard AS5488-2022 | Explicitly for use with describing existing infrastructure. | 2021: Not valid for newly constructed assets. 2026-04-27: Updated the description wording and standard reference. 2026-10-28: Corrected the copied quality-level label from A to D to match code AS5488_D. | 2026-10-28 | M | GISSA
O | 2023 | EXISTING | Source | AS5488_D | Comply with the Quality Level D of the Sub Surface Utility Australian Standard AS5488-2022 | Explicitly for use with describing existing infrastructure. | Not valid for newly constructed assets 2026-10-28: Corrected the copied quality-level label from A to D to match code AS5488_D. | 2026-10-28 | M | GISSA
D | 2023 | EXISTING | Source | AS5488_D | Comply with the Quality Level D of the Sub Surface Utility Australian Standard AS5488-2022 | Explicitly for use with describing existing infrastructure. | Not valid for newly constructed assets 2026-10-28: Corrected the copied quality-level label from A to D to match code AS5488_D. | 2026-10-28 | M | GISSA
B | 2023 | EXISTING | Source | AS5488_D | Comply with the Quality Level D of the Sub Surface Utility Australian Standard AS5488-2022 | Explicitly for use with describing existing infrastructure. | Not valid for newly constructed assets 2026-10-28: Corrected the copied quality-level label from A to D to match code AS5488_D. | 2026-10-28 | M | GISSA
W | both | EXISTING | Source | FBOOK | Data manually entered from survey field book or survey field note | Explicitly for use with describing existing infrastructure. | Not valid for newly constructed assets | 2020-07-13 | A | GISSA
S | both | EXISTING | Source | FBOOK | Data manually entered from survey field book or survey field note | Explicitly for use with describing existing infrastructure. | Not valid for newly constructed assets | 2020-07-13 | A | GISSA
R | both | EXISTING | Source | FBOOK | Data manually entered from survey field book or survey field note | Explicitly for use with describing existing infrastructure. | Not valid for newly constructed assets | 2020-07-13 | A | GISSA
O | both | EXISTING | Source | FBOOK | Data manually entered from survey field book or survey field note | Explicitly for use with describing existing infrastructure. | Not valid for newly constructed assets | 2020-07-13 | A | GISSA
D | both | EXISTING | Source | FBOOK | Data manually entered from survey field book or survey field note | Explicitly for use with describing existing infrastructure. | Not valid for newly constructed assets | 2020-07-13 | A | GISSA
B | both | EXISTING | Source | FBOOK | Data manually entered from survey field book or survey field note | Explicitly for use with describing existing infrastructure. | Not valid for newly constructed assets | 2020-07-13 | A | GISSA
W | both | EXISTING | Source | FNOTE | Data manually entered from field note - Unknown accuracy | Explicitly for use with describing existing infrastructure. | Not valid for newly constructed assets | 2020-07-13 | A | GISSA
S | both | EXISTING | Source | FNOTE | Data manually entered from field note - Unknown accuracy | Explicitly for use with describing existing infrastructure. | Not valid for newly constructed assets | 2020-07-13 | A | GISSA
R | both | EXISTING | Source | FNOTE | Data manually entered from field note - Unknown accuracy | Explicitly for use with describing existing infrastructure. | Not valid for newly constructed assets | 2020-07-13 | A | GISSA
O | both | EXISTING | Source | FNOTE | Data manually entered from field note - Unknown accuracy | Explicitly for use with describing existing infrastructure. | Not valid for newly constructed assets | 2020-07-13 | A | GISSA
D | both | EXISTING | Source | FNOTE | Data manually entered from field note - Unknown accuracy | Explicitly for use with describing existing infrastructure. | Not valid for newly constructed assets | 2020-07-13 | A | GISSA
B | both | EXISTING | Source | FNOTE | Data manually entered from field note - Unknown accuracy | Explicitly for use with describing existing infrastructure. | Not valid for newly constructed assets | 2020-07-13 | A | GISSA
B | 2023 | EXISTING | Source | NA | Not Applicable |  | 2020-07-13: Recorded as removed because the code was not valid. 2026-10-21: Corrected the register against the 2023 production specifications: NA is retained in Existing and removed from DDS. | 2026-10-21 | M | GISSA
D | 2023 | DDS_EXISTING | Source | NA | Not Applicable |  | 2020-07-13: Recorded as removed because the code was not valid. 2026-10-21: Corrected the register against the 2023 production specifications: NA is retained in both DDS and Existing. | 2026-10-21 | M | GISSA
O | Removed | DDS_EXISTING | Source | NA |  |  | Code not valid | 2020-07-13 | R | GISSA
R | Removed | DDS_EXISTING | Source | NA |  |  | Code not valid | 2020-07-13 | R | GISSA
S | 2023 | EXISTING | Source | NA | Not Applicable |  | 2020-07-13: Recorded as removed because the code was not valid. 2026-10-21: Corrected the register against the 2023 production specifications: NA is retained in Existing and removed from DDS. | 2026-10-21 | M | GISSA
W | Removed | DDS_EXISTING | Source | NA |  |  | Code not valid | 2020-07-13 | R | GISSA
B | both | EXISTING | Source | ONSCREEN | On Screen Digitisng | Explicitly for use with describing existing infrastructure. | Not valid for newly constructed assets | 2020-05-19 | A | GISSA
D | both | EXISTING | Source | ONSCREEN | On Screen Digitisng | Explicitly for use with describing existing infrastructure. | Not valid for newly constructed assets | 2020-05-19 | A | GISSA
O | both | EXISTING | Source | ONSCREEN | On Screen Digitisng | Explicitly for use with describing existing infrastructure. | Not valid for newly constructed assets | 2020-05-19 | A | GISSA
R | both | EXISTING | Source | ONSCREEN | On Screen Digitisng | Explicitly for use with describing existing infrastructure. | Not valid for newly constructed assets | 2020-05-19 | A | GISSA
S | both | EXISTING | Source | ONSCREEN | On Screen Digitisng | Explicitly for use with describing existing infrastructure. | Not valid for newly constructed assets | 2020-05-19 | A | GISSA
W | both | EXISTING | Source | ONSCREEN | On Screen Digitisng | Explicitly for use with describing existing infrastructure. | Not valid for newly constructed assets | 2020-05-19 | A | GISSA
W | both | EXISTING | Source | S_AERIAL | On screen capture from Aerial Photograph | Explicitly for use with describing existing infrastructure. | Not valid for newly constructed assets | 2020-07-13 | A | GISSA
S | both | EXISTING | Source | S_AERIAL | On screen capture from Aerial Photograph | Explicitly for use with describing existing infrastructure. | Not valid for newly constructed assets | 2020-07-13 | A | GISSA
R | both | EXISTING | Source | S_AERIAL | On screen capture from Aerial Photograph | Explicitly for use with describing existing infrastructure. | Not valid for newly constructed assets | 2020-07-13 | A | GISSA
O | both | EXISTING | Source | S_AERIAL | On screen capture from Aerial Photograph | Explicitly for use with describing existing infrastructure. | Not valid for newly constructed assets | 2020-07-13 | A | GISSA
D | both | EXISTING | Source | S_AERIAL | On screen capture from Aerial Photograph | Explicitly for use with describing existing infrastructure. | Not valid for newly constructed assets | 2020-07-13 | A | GISSA
B | both | EXISTING | Source | S_AERIAL | On screen capture from Aerial Photograph | Explicitly for use with describing existing infrastructure. | Not valid for newly constructed assets | 2020-07-13 | A | GISSA
B | both | DDS_EXISTING | Source | SeeTables | Refer to each table as the Source is not common across the project. |  | Added code. | 2021-05-31 | A | GISSA
D | both | DDS_EXISTING | Source | SeeTables | Refer to each table as the Source is not common across the project. |  | Added code. | 2021-05-31 | A | GISSA
O | both | DDS_EXISTING | Source | SeeTables | Refer to each table as the Source is not common across the project. |  | Added code. | 2021-05-31 | A | GISSA
R | both | DDS_EXISTING | Source | SeeTables | Refer to each table as the Source is not common across the project. |  | Added code. | 2021-05-31 | A | GISSA
S | both | DDS_EXISTING | Source | SeeTables | Refer to each table as the Source is not common across the project. |  | Added code. | 2021-05-31 | A | GISSA
W | both | DDS_EXISTING | Source | SeeTables | Refer to each table as the Source is not common across the project. |  | Added code. | 2021-05-31 | A | GISSA
R | both | EXISTING | Source | UNK | Unknown | Explicitly for use with describing existing infrastructure. | 2026 - Changed description from Unknown Source to Unknown. 2020 - Not valid for newly constructed assets. | 2026-04-29 | M | GISSA
W | both | EXISTING | Source | UNK | Unknown | Explicitly for use with describing existing infrastructure. | 2026 - Changed description from Unknown Source to Unknown. 2020 - Not valid for newly constructed assets. | 2026-04-29 | M | GISSA
D | both | EXISTING | Source | UNK | Unknown | Explicitly for use with describing existing infrastructure. | 2026 - Changed description from Unknown Source to Unknown. 2020 - Not valid for newly constructed assets. | 2026-04-29 | M | GISSA
S | both | EXISTING | Source | UNK | Unknown | Explicitly for use with describing existing infrastructure. | 2026 - Changed description from Unknown Source to Unknown. 2020 - Not valid for newly constructed assets. | 2026-04-29 | M | GISSA
R | both | DDS_EXISTING | Structure Material | CONCM | Concrete Masonry Unit |  | Changed description from 'Concrete Mansory' to 'Concrete Masonry Unit', correcting the spelling and including 'Unit'. | 2021-05-01 | M | GISSA
W | both | DDS_EXISTING | Structure Material | EARTH | Natural Material Unspecified |  | Changed description from 'Earth' to 'Natural Material Unspecified'. | 2020-05-29 | M | GISSA
R | Removed | DDS_EXISTING | Structure Material | ICONC |  |  | Removed code. | 2021-06-01 | R | GISSA
R | Removed | DDS_EXISTING | Structure Material | PCONC |  |  | Removed code. | 2021-06-01 | R | GISSA
R | both | EXISTING | Structure Material | RC | Reinforced Concrete - No Class/Unknown |  | Added code to separate the RC descriptions for DDS specs in which 'Unknown' does not exist and the RC descriptions for existing specs in which 'Unknown' exists. | 2021-06-01 | A | GISSA
R | both | DDS | Structure Material | RC | Reinforced Concrete - No Class |  |  | 2021-06-01 | M | GISSA
W | both | EXISTING | Structure Material | RC | Reinforced Concrete - No Class/Unknown |  | Added code to separate the RC descriptions for DDS specs in which 'Unknown' does not exist and the RC descriptions for existing specs in which 'Unknown' exists. | 2021-06-01 | A | GISSA
W | both | DDS | Structure Material | RC | Reinforced Concrete - No Class |  |  | 2021-06-01 | M | GISSA
R | both | DDS_EXISTING | Structure Material | SeeComment | To be used when a Structure Material is not listed. The new Structure Material is to be listed in the Comments field. |  | Changed description. | 2021-06-01 | M | GISSA
D | both | EXISTING | Structures - Material | RC | Reinforced Concrete - No Class/Unknown |  | Added code to separate the RC descriptions for DDS specs in which 'Unknown' does not exist and the RC descriptions for existing specs in which 'Unknown' exists. | 2021-06-01 | A | GISSA
D | both | DDS_EXISTING | Structures - Material | SeeComment | To be used when a Structures - Material is not listed. The new Structures - Material is to be listed in the Comments field. |  | Changed the SeeComment description to match the codelist name. | 2020-07-13 | M | GISSA
B | both | DDS_EXISTING | Support Material | SeeComment | To be used when a Support Material is not listed. The new Support Material is to be listed in the Comments field. |  | Changed the SeeComment description to match the codelist name. | 2020-07-13 | M | GISSA
R | both | DDS_EXISTING | Support Structure Material | CI | Grey Cast Iron (Also known as Gray Iron) | Also known as Gray Iron |  | 2020-06-09 | M | GISSA
S | both | DDS_EXISTING | Support Structure Material | CI | Grey Cast Iron (Also known as Gray Iron) | Also known as Gray Iron |  | 2020-06-09 | M | GISSA
W | 2023 | DDS_EXISTING | Surface Material | ASC | Asphaltic concrete |  | Added codelist and code for 2023. | 2023-09-04 | A | GISSA
W | 2023 | DDS_EXISTING | Surface Material | CONC | Concrete |  | Added codelist and code for 2023. | 2023-09-18 | A | GISSA
W | 2023 | DDS_EXISTING | Surface Material | EARTH | Earth |  | Added codelist and code for 2023. | 2023-09-04 | A | GISSA
W | 2023 | DDS_EXISTING | Surface Material | METAL | Metal |  | Added codelist and code for 2023. | 2023-09-04 | A | GISSA
W | 2023 | DDS_EXISTING | Surface Material | SAND | Sand |  | Added codelist and code for 2023. | 2023-09-18 | A | GISSA
W | 2023 | DDS_EXISTING | Surface Material | TMBR | Timber |  | Added codelist and code for 2023. | 2023-09-04 | A | GISSA
W | 2023 | DDS_EXISTING | Surface Material | SeeComment | To be used when a Surface Material is not listed. The new Surface Material is to be listed in the Comments field. |  | Added codelist and code for 2023. | 2023-09-04 | A | GISSA
R | both | DDS_EXISTING | Support Structure Material | DI | Ductile Iron |  | Added code. | 2020-06-09 | A | GISSA
S | both | DDS_EXISTING | Support Structure Material | DI | Ductile Iron |  | Added code. | 2020-06-09 | A | GISSA
R | both | EXISTING | Support Structure Material | RC | Reinforced Concrete - No Class/Unknown |  | Added code to separate the RC descriptions for DDS specs in which 'Unknown' does not exist and the RC descriptions for existing specs in which 'Unknown' exists. | 2021-06-01 | A | GISSA
R | both | DDS | Support Structure Material | RC | Reinforced Concrete - No Class |  |  | 2021-06-01 | M | GISSA
S | both | EXISTING | Support Structure Material | RC | Reinforced Concrete - No Class/Unknown |  | Added code to separate the RC descriptions for DDS specs in which 'Unknown' does not exist and the RC descriptions for existing specs in which 'Unknown' exists. | 2021-06-01 | A | GISSA
S | both | DDS | Support Structure Material | RC | Reinforced Concrete - No Class |  |  | 2021-06-01 | M | GISSA
W | both | EXISTING | Support Structure Material | RC | Reinforced Concrete - No Class/Unknown |  | Added code to separate the RC descriptions for DDS specs in which 'Unknown' does not exist and the RC descriptions for existing specs in which 'Unknown' exists. | 2021-06-01 | A | GISSA
W | both | DDS | Support Structure Material | RC | Reinforced Concrete - No Class |  |  | 2021-06-01 | M | GISSA
R | both | DDS_EXISTING | Support Structure Material | SeeComment | To be used when a Support Structure Material is not listed. The new Support Structure Material is to be listed in the Comments field. |  | Changed the SeeComment description to match the codelist name. | 2020-07-13 | M | GISSA
S | both | DDS_EXISTING | Support Structure Material | SeeComment | To be used when a Support Structure Material is not listed. The new Support Structure Material is to be listed in the Comments field. |  | Changed the SeeComment description to match the codelist name. | 2020-07-13 | M | GISSA
W | both | DDS_EXISTING | Support Structure Material | SeeComment | To be used when a Support Structure Material is not listed. The new Support Structure Material is to be listed in the Comments field. |  | Changed the SeeComment description to match the codelist name. | 2020-07-13 | M | GISSA
R | Removed | DDS_EXISTING | Support Type | ONEP |  |  | Removed code. | 2019-11-14 | R | GISSA
R | both | DDS_EXISTING | Support Type | POST | Post |  |  | 2019-11-14 | A | GISSA
R | both | EXISTING | Support Type | POST | Post |  |  | 2019-11-14 | A | GISSA
R | Removed | EXISTING | Support Type | TWOP |  |  | Removed duplicate code. | 2025-10-03 | R | GISSA
R | Removed | DDS_EXISTING | Support Type | TWOP |  |  | Removed code. | 2019-11-14 | R | GISSA
R | both | DDS_EXISTING | Surface (Seal) Aggregate Type | LATBAS | Laterite Basalt Mix |  | Added code. | 2021-05-01 | A | GISSA
R | both | DDS_EXISTING | Surface (Seal) Aggregate Type | LATGRT | Laterite Granite Mix |  | Added code. | 2021-05-01 | A | GISSA
R | both | DDS_EXISTING | Surface (Seal) Aggregate Type | SeeComment | To be used when a Surface (Seal) Aggregate Type is not listed. The new Surface (Seal) Aggregate Type is to be listed in the Comments field. |  | Changed description. | 2021-06-01 | M | GISSA
R | both | DDS_EXISTING | Surface (Seal) Binder Modifier/Additive Type | SeeComment | To be used when a Surface (Seal) Surface Binder Modifier/Additive Type is not listed. The new Surface (Seal) Surface Binder Modifier/Additive Type is to be listed in the Comments field. |  | Changed description. | 2021-06-01 | M | GISSA
R | both | DDS_EXISTING | Surface (Seal) Binder Type | SeeComment | To be used when a Surface (Seal) Surface Binder Type is not listed. The new Surface (Seal) Surface Binder Type is to be listed in the Comments field. |  | Changed description. | 2021-06-01 | M | GISSA
R | both | DDS_EXISTING | Surface (Seal) Function Type | SeeComment | To be used when a Surface (Seal) Function Type is not listed. The new Surface (Seal) Function Type is to be listed in the Comments field. |  | Changed description. | 2021-06-01 | M | GISSA
O | both | DDS_EXISTING | Surface Material | SeeComment | To be used when a Surface Material is not listed. The new Surface Material is to be listed in the Comments field. |  | Changed codelist reference from 'Surface (Seal) Material' to 'Surface Material'. | 2023-11-15 | M | GISSA
R | both | DDS_EXISTING | Surface (Seal) Material Type | CS | Combination Spray Seal Surface |  |  | 2025-08-18 | M | GISSA
R | both | DDS_EXISTING | Surface (Seal) Material Type | SeeComment | To be used when a Surface (Seal) Material Type is not listed. The new Surface (Seal) Material Type is to be listed in the Comments field. |  | Changed the SeeComment description to match the codelist name. | 2020-07-13 | M | GISSA
R | both | DDS_EXISTING | Surface (Seal) Material Type | SSS | Single / Single Seal also known as Single / Single Spray Seal |  | Changed description by adding "also known as Single / Single Spray Seal". GISSA Internal note: First added June 2021. | 2024-10-10 | M | GISSA
R | both | DDS_EXISTING | Surface (Seal) Reason | SeeComment | To be used when a Surface (Seal) Reason is not listed. The new Surface (Seal) Reason is to be listed in the Comments field. |  | Changed description. | 2021-06-01 | M | GISSA
R | both | DDS_EXISTING | Surface (Seal) Top Layer Colour | SeeComment | To be used when a Surface (Seal) Top Layer Colour is not listed. The Surface (Seal) new Top Layer Colour is to be listed in the Comments field. |  | Changed description. | 2021-06-01 | M | GISSA
R | both | DDS_EXISTING | Surface (Seal) Treatment Type | SeeComment | To be used when a Surface (Seal) Treatment Type is not listed. The new Surface (Seal) Treatment Type is to be listed in the Comments field. |  | Changed description. | 2021-06-01 | M | GISSA
O | both | DDS_EXISTING | Surface Material | EARTH | Natural Material Unspecified |  | Changed description from 'Earth' to 'Natural Material Unspecified'. | 2020-05-29 | M | GISSA
R | both | DDS_EXISTING | Table Drain Material | EARTH | Natural Material Unspecified |  | Changed description from 'Earth' to 'Natural Material Unspecified'. | 2020-05-29 | M | GISSA
R | both | DDS_EXISTING | Table Drain Material | SeeComment | To be used when a Table Drain Material is not listed. The new Table Drain Material is to be listed in the Comments field. |  | Changed the SeeComment description to match the codelist name. | 2020-07-13 | M | GISSA
R | both | DDS_EXISTING | Tactile Ground Surface Indicator Type | SeeComment | To be used when a Tactile Ground Surface Indicator Type is not listed. The new Tactile Ground Surface Indicator Type is to be listed in the Comments field. |  |  | 2020-07-13 | M | GISSA
W | both | DDS_EXISTING | Tank Type | BUND | Bund |  | Added code. | 2021-05-01 | A | GISSA
W | both | DDS_EXISTING | Tank Type | SeeComment | To be used when a Tank Type is not listed. The new Tank Type is to be listed in the Comments field. |  | Changed description. | 2021-06-01 | M | GISSA
R | Removed | DDS_EXISTING | Target Board Material | AL |  |  | Removed duplicate code. | 2021-06-01 | R | GISSA
R | Removed | DDS_EXISTING | Target Board Material | PLASTIC |  |  | Removed duplicate code. | 2021-06-01 | R | GISSA
R | Removed | DDS_EXISTING | Target Board Material | PPAL |  |  | Removed duplicate code. | 2021-06-01 | R | GISSA
R | both | DDS_EXISTING | Traffic Management Device Material | EARTH | Natural Material Unspecified |  | Changed description from 'Earth' to 'Natural Material Unspecified'. | 2020-05-29 | M | GISSA
R | both | DDS_EXISTING | Traffic Management Type - Area | RAMP | Ramp |  | Added code. | 2021-05-01 | A | GISSA
R | both | DDS_EXISTING | Traffic Management Type - Area | SeeComment | To be used when a Traffic Management Type - Area is not listed. The new Traffic Management Type - Area is to be listed in the Comments field. |  | Changed the SeeComment description to match the codelist name. | 2020-07-13 | M | GISSA
R | both | DDS_EXISTING | Traffic Management Type - Point | SeeComment | To be used when a Traffic Management Type - Point is not listed. The new Traffic Management Type - Point is to be listed in the Comments field. |  | Changed the SeeComment description to match the codelist name. | 2020-07-13 | M | GISSA
R | both | EXISTING | Tree Age | UNK | Unknown |  | Added code. | 2021-06-08 | A | GISSA
R | both | EXISTING | Tree Height | -99 | Unknown Tree Height |  | Added code. | 2021-06-08 | A | GISSA
R | both | DDS_EXISTING | Tree Plant Method | SeeComment | To be used when a Tree Plant Method is not listed. The new Tree Plant Method is to be listed in the Comments field. |  | Added code. | 2021-05-01 | A | GISSA
R | both | EXISTING | Tree Plant Method | UNK | Unknown |  | Added code. | 2021-06-08 | A | GISSA
R | Removed | DDS | Tree Plant Method | UNK |  |  | Removed code because 'Unknown' is not a valid entry for new assets. | 2021-05-01 | R | GISSA
R | 2023 | DDS_EXISTING | Tree Grate Material | AL | Aluminium |  | Added codelist and code for 2023. | 2023-09-04 | A | GISSA
R | 2023 | DDS_EXISTING | Tree Grate Material | CONC | Concrete |  | Added codelist and code for 2023. | 2023-09-04 | A | GISSA
R | 2023 | DDS_EXISTING | Tree Grate Material | IRON | Iron |  | Added codelist and code for 2023. | 2023-09-04 | A | GISSA
R | 2023 | DDS_EXISTING | Tree Grate Material | NA | Not Applicable |  | Added codelist and code for 2023. | 2023-09-04 | A | GISSA
R | 2023 | DDS_EXISTING | Tree Grate Material | SSTEEL | Stainless Steel |  | Added codelist and code for 2023. | 2023-09-04 | A | GISSA
R | 2023 | DDS_EXISTING | Tree Grate Material | STEEL | Steel |  | Added codelist and code for 2023. | 2023-09-04 | A | GISSA
R | 2023 | DDS_EXISTING | Tree Grate Material | STNE | Stone |  | Added codelist and code for 2023. | 2023-09-04 | A | GISSA
R | 2023 | DDS_EXISTING | Tree Grate Material | SeeComment | To be used when a Tree Grate Material is not listed. The new Tree Grate Material is to be listed in the 'Comments' field. |  | Added codelist and code for 2023. | 2023-09-04 | A | GISSA
D | both | DDS_EXISTING | Unit of Measure Reference | PER | Per iterm to be used when feature not a linear feature. |  | Added code. | 2021-06-01 | A | GISSA
O | Removed | DDS_EXISTING | Valve Control Type | NA |  |  | Code not valid | 2021-06-01 | R | GISSA
O | Removed | DDS_EXISTING | Valve Power Type | NA |  |  | Code not valid | 2021-06-01 | R | GISSA
O | Removed | DDS_EXISTING | Valve Purpose Type | NA |  |  | Code not valid | 2021-06-01 | R | GISSA
O | both | DDS_EXISTING | Well Construction Method | DRILLED | Drilled |  | Added codelist and code for 2023. | 2023-09-04 | A | GISSA
O | both | DDS_EXISTING | Well Construction Method | DRIVEN | Driven |  | Added codelist and code for 2023. | 2023-09-04 | A | GISSA
O | both | DDS_EXISTING | Well Construction Method | DUG | Dug |  | Added codelist and code for 2023. | 2023-09-04 | A | GISSA
O | both | DDS_EXISTING | Well Construction Method | SeeComment | To be used when a Well Construction Method is not listed. The new Well Construction Method is to be listed in the Comments field. |  | Added codelist and code for 2023. | 2023-09-04 | A | GISSA
B | both | DDS_EXISTING | Wall Material | CONCM | Concrete Masonry Unit |  | Changed description from 'Concrete Mansory' to 'Concrete Masonry Unit', correcting the spelling and including 'Unit'. | 2021-05-01 | M | GISSA
B | Removed | DDS_EXISTING | Wall Material | ICONC |  |  | Removed code. | 2021-06-01 | R | GISSA
B | Removed | DDS_EXISTING | Wall Material | PCONC |  |  | Removed code. | 2021-06-01 | R | GISSA
B | both | EXISTING | Wall Material | RAMMED | Rammed Earth |  | Added code. | 2020-05-19 | A | GISSA
B | both | DDS_EXISTING | Wall Material | RAMMED | Rammed Earth |  | Added code. | 2020-05-19 | A | GISSA
D | both | DDS_EXISTING | OSDS Type | TREEPIT | Tree Pit |  | Added code. | 2021-06-01 | A | GISSA
D | both | DDS_EXISTING | Pipe Types | STUB | Stub pipe | If there is a stub pipe, no attributes of pipe need to be captured. | 2026 - Changed description from Stub to Stub pipe. 2021 - Added code. | 2026-04-29 | M | GISSA
W | both | DDS_EXISTING | Access Point Type | SeeComment | To be used when a Access Point Type is not listed. The new Access Point Type is to be listed in the Comments field. |  | Added code. | 2021-05-01 | A | GISSA
B | both | DDS_EXISTING | Plumbing Systems | SeeComment | SeeComment To be used when a Plumbing System is not listed. The new Plumbing System is to be listed in the Comments field. |  | Added code. | 2021-06-01 | A | GISSA
R | both | DDS_EXISTING | Pathway Type | FIREB | Firebreak Trail or path |  | Added code. | 2021-07-01 | A | GISSA
R | both | EXISTING | Tree Plant Method | UNK | Unknown |  | Added code. | 2021-05-01 | A | GISSA
D | Removed | DDS | Geofabric/Transition Material | UNK |  |  | Removed code. | 2021-08-10 | R | GISSA
D | both | DDS_EXISTING | Pit Type | TREENET | Tree net Inlet Pit |  |  | 2021-08-23 | A | GISSA
S | both | DDS_EXISTING | Equipment Material | GUNMETAL | Alloy of copper, tin & zinc |  | Added code. | 2022-11-10 | A | GISSA
W | both | DDS_EXISTING | Equipment Material | GUNMETAL | Alloy of copper, tin & zinc |  | Added code. | 2022-11-10 | A | GISSA
S | both | DDS_EXISTING | Equipment Material | SSTEEL316 | Stainless Steel (grade 316) |  | Added code. | 2022-11-10 | A | GISSA
W | both | DDS_EXISTING | Equipment Material | SSTEEL316 | Stainless Steel (grade 316) |  | Added code. | 2022-11-10 | A | GISSA
S | both | DDS_EXISTING | Pipe Pressure Class | PN35 | 3.5 MPa |  | Added code. | 2022-11-10 | A | GISSA
W | both | DDS_EXISTING | Pipe Pressure Class | PN35 | 3.5 MPa |  | Added code. | 2022-11-10 | A | GISSA
S | both | DDS_EXISTING | Bedding / Backfill Material | NIL | Only to be used if asset is not underground |  | Added code. | 2022-11-10 | A | GISSA
W | both | DDS_EXISTING | Bedding / Backfill Material | NIL | Only to be used if asset is not underground |  | Added code. | 2022-11-10 | A | GISSA
S | both | DDS_EXISTING | Access Point Access Method | NOACCESS | Cannot be entered |  | Added code. | 2022-11-10 | A | GISSA
W | both | DDS_EXISTING | Access Point Access Method | NOACCESS | Cannot be entered |  | Added code. | 2022-11-10 | A | GISSA
S | both | DDS_EXISTING | Lining Material | NONE | No lining material for Access Points ONLY |  | Added code. | 2022-11-10 | A | GISSA
W | both | DDS_EXISTING | Lining Material | NONE | No lining material for Access Points ONLY |  | Added code. | 2022-11-10 | A | GISSA
S | both | DDS_EXISTING | Pipe Material | GRP | Glass Reinforced Plastic |  | Added code. | 2022-11-10 | A | GISSA
W | both | DDS_EXISTING | Pipe Material | GRP | Glass Reinforced Plastic |  | Added code. | 2022-11-10 | A | GISSA
S | both | DDS_EXISTING | Access Point / Manhole / Pit Type | BIF | Bifurcation |  |  | 2019-05-31 | A | GISSA
S | both | DDS_EXISTING | Access Point / Manhole / Pit Type | CHM | Chambered |  |  | 2019-05-31 | A | GISSA
S | both | DDS_EXISTING | Access Point / Manhole / Pit Type | CWWPS | Combined Wet well & Pump Station |  |  | 2019-05-31 | A | GISSA
S | both | DDS_EXISTING | Access Point / Manhole / Pit Type | ERS | Emergency Relief Overflow Structure or Overflow Maintenance Hole |  |  | 2019-05-31 | A | GISSA
S | both | DDS_EXISTING | Access Point / Manhole / Pit Type | GCMH | Grit Collector Maintenance Hole |  |  | 2019-05-31 | A | GISSA
S | both | DDS_EXISTING | Access Point / Manhole / Pit Type | GSCK | Gas Check |  |  | 2019-05-31 | A | GISSA
S | both | DDS_EXISTING | Access Point / Manhole / Pit Type | JP | Junction Pit / Maintenance Hole |  |  | 2019-05-31 | A | GISSA
S | both | DDS_EXISTING | Access Point / Manhole / Pit Type | OUTLET | Outlet |  |  | 2019-05-31 | A | GISSA
S | both | DDS_EXISTING | Access Point / Manhole / Pit Type | PEN | Penstock |  |  | 2019-05-31 | A | GISSA
S | both | DDS_EXISTING | Access Point / Manhole / Pit Type | PMST | Pump Station |  |  | 2019-05-31 | A | GISSA
S | both | DDS_EXISTING | Access Point / Manhole / Pit Type | PSFP | Pressure Sewer Flush Point |  |  | 2019-05-31 | A | GISSA
S | both | DDS_EXISTING | Access Point / Manhole / Pit Type | RMDMH | Rising Main Discharge Maintenance Hole |  |  | 2019-05-31 | A | GISSA
S | both | DDS_EXISTING | Access Point / Manhole / Pit Type | SEPT | Septic Tank |  |  | 2019-05-31 | A | GISSA
S | both | DDS_EXISTING | Access Point / Manhole / Pit Type | SHAFT | Sewer Maintenance Shaft / Inspection Shaft / Lamphole / Rodding Eye [AS 5488 - 2013 Component] |  |  | 2019-05-31 | A | GISSA
S | both | DDS_EXISTING | Access Point / Manhole / Pit Type | SIPHON | Siphon |  |  | 2019-05-31 | A | GISSA
S | both | DDS_EXISTING | Access Point / Manhole / Pit Type | TANK | Storage Tank / Collection Tank |  |  | 2019-05-31 | A | GISSA
S | both | DDS_EXISTING | Access Point / Manhole / Pit Type | VCLFT | Vacuum Lift |  |  | 2019-05-31 | A | GISSA
S | both | DDS_EXISTING | Access Point / Manhole / Pit Type | VSMH | Vacuum Sewer Maintenance Hole |  |  | 2019-05-31 | A | GISSA
S | both | DDS_EXISTING | Access Point / Manhole / Pit Type | VVP | Valve Pit |  |  | 2019-05-31 | A | GISSA
S | both | DDS_EXISTING | Access Point / Manhole / Pit Type | WETW | Wet well |  |  | 2019-05-31 | A | GISSA
S | both | DDS_EXISTING | Access Point Access Method | MONLAD | Monorail Ladder |  |  | 2019-05-31 | A | GISSA
W | both | DDS_EXISTING | Access Point Access Method | MONLAD | Monorail Ladder |  |  | 2019-05-31 | A | GISSA
S | both | DDS_EXISTING | Access Point Access Method | SeeComment | To be used when a Access Point Access Method is not listed. The new Access Point Access Method is to be listed in the Comments field. |  |  | 2019-05-31 | A | GISSA
W | both | DDS_EXISTING | Access Point Access Method | SeeComment | To be used when a Access Point Access Method is not listed. The new Access Point Access Method is to be listed in the Comments field. |  |  | 2019-05-31 | A | GISSA
S | both | DDS_EXISTING | Access Point Access Method | STDLAD | Standard Ladder |  |  | 2019-05-31 | A | GISSA
W | both | DDS_EXISTING | Access Point Access Method | STDLAD | Standard Ladder |  |  | 2019-05-31 | A | GISSA
S | both | DDS_EXISTING | Access Point Access Method | STIRON | Step Iron |  |  | 2019-05-31 | A | GISSA
W | both | DDS_EXISTING | Access Point Access Method | STIRON | Step Iron |  |  | 2019-05-31 | A | GISSA
S | both | DDS_EXISTING | Access Point Construction Method | AN | Annealed |  |  | 2019-05-31 | A | GISSA
S | both | DDS_EXISTING | Access Point Construction Method | CAST | Cast Insitu |  |  | 2019-05-31 | A | GISSA
S | both | DDS_EXISTING | Access Point Construction Method | CORR | Corrugated |  |  | 2019-05-31 | A | GISSA
S | both | DDS_EXISTING | Access Point Construction Method | EX | Extruded |  |  | 2019-05-31 | A | GISSA
S | both | DDS_EXISTING | Access Point Construction Method | FOLD | Folded |  |  | 2019-05-31 | A | GISSA
S | both | DDS_EXISTING | Access Point Construction Method | GC | Gravity Cast |  |  | 2019-05-31 | A | GISSA
S | both | DDS_EXISTING | Access Point Construction Method | HD | Hard Drawn |  |  | 2019-05-31 | A | GISSA
S | both | DDS_EXISTING | Access Point Construction Method | LB | Lock Bar |  |  | 2019-05-31 | A | GISSA
S | both | DDS_EXISTING | Access Point Construction Method | MC | Mandrill Cast |  |  | 2019-05-31 | A | GISSA
S | both | DDS_EXISTING | Access Point Construction Method | PC | Precast |  |  | 2019-05-31 | A | GISSA
S | both | DDS_EXISTING | Access Point Construction Method | RIV | Riveted |  |  | 2019-05-31 | A | GISSA
S | both | DDS_EXISTING | Access Point Construction Method | S | Seamless |  |  | 2019-05-31 | A | GISSA
S | both | DDS_EXISTING | Access Point Construction Method | SC | Spun Cast |  |  | 2019-05-31 | A | GISSA
S | both | DDS_EXISTING | Access Point Construction Method | SeeComment | To be used when a Access Point Construction Method is not listed. The new Access Point Construction Method is to be listed in the Comments field. |  |  | 2019-05-31 | A | GISSA
S | both | DDS_EXISTING | Access Point Material | BRK | Brick |  |  | 2019-05-31 | A | GISSA
W | both | DDS_EXISTING | Access Point Material | BRK | Brick |  |  | 2019-05-31 | A | GISSA
S | both | DDS_EXISTING | Access Point Material | CCONC | Coloured Concrete |  |  | 2019-05-31 | A | GISSA
W | both | DDS_EXISTING | Access Point Material | CCONC | Coloured Concrete |  |  | 2019-05-31 | A | GISSA
S | both | DDS_EXISTING | Access Point Material | CONC | Concrete |  |  | 2019-05-31 | A | GISSA
W | both | DDS_EXISTING | Access Point Material | CONC | Concrete |  |  | 2019-05-31 | A | GISSA
S | both | DDS_EXISTING | Access Point Material | IRON | Iron |  |  | 2019-05-31 | A | GISSA
W | both | DDS_EXISTING | Access Point Material | IRON | Iron |  |  | 2019-05-31 | A | GISSA
S | both | DDS_EXISTING | Access Point Material | PSTYB | Polystyrene blocks |  |  | 2019-05-31 | A | GISSA
W | both | DDS_EXISTING | Access Point Material | PSTYB | Polystyrene blocks |  |  | 2023-09-04 | A | GISSA
S | both | DDS_EXISTING | Access Point Material | PVC | Polyvinyl chloride |  |  | 2019-05-31 | A | GISSA
W | both | DDS_EXISTING | Access Point Material | PVC | Polyvinyl chloride |  |  | 2019-05-31 | A | GISSA
S | both | DDS_EXISTING | Access Point Material | SeeComment | To be used when a Access Point Material is not listed. The new Access Point Material is to be listed in the Comments field. |  |  | 2019-05-31 | A | GISSA
W | both | DDS_EXISTING | Access Point Material | SeeComment | To be used when a Access Point Material is not listed. The new Access Point Material is to be listed in the Comments field. |  |  | 2019-05-31 | A | GISSA
W | both | DDS_EXISTING | Access Point Type | IS | Inspection Shaft |  |  | 2019-05-31 | A | GISSA
W | both | DDS_EXISTING | Access Point Type | MH | Maintenance Hole |  |  | 2019-05-31 | A | GISSA
W | both | DDS_EXISTING | Access Point Type | PUMPP | Pump Pit |  |  | 2019-05-31 | A | GISSA
W | both | DDS_EXISTING | Access Point Type | VVP | Valve Pit |  |  | 2019-05-31 | A | GISSA
R | both | DDS_EXISTING | Aggregate Size or Nominal Stone | 5 | 5mm |  |  | 2019-05-31 | A | GISSA
R | both | DDS_EXISTING | Aggregate Size or Nominal Stone | 7 | 7mm |  |  | 2019-05-31 | A | GISSA
R | both | DDS_EXISTING | Aggregate Size or Nominal Stone | 8 | 8mm |  |  | 2019-05-31 | A | GISSA
R | both | DDS_EXISTING | Aggregate Size or Nominal Stone | 10 | 10mm |  |  | 2019-05-31 | A | GISSA
R | both | DDS_EXISTING | Aggregate Size or Nominal Stone | 14 | 14mm |  |  | 2019-05-31 | A | GISSA
R | both | DDS_EXISTING | Aggregate Size or Nominal Stone | 20 | 20mm |  |  | 2019-05-31 | A | GISSA
R | both | DDS_EXISTING | Aggregate Size or Nominal Stone | 22 | 22mm |  |  | 2019-05-31 | A | GISSA
R | both | DDS_EXISTING | Aggregate Size or Nominal Stone | CL | Combination Layers |  |  | 2019-05-31 | A | GISSA
R | both | DDS_EXISTING | Aggregate Size or Nominal Stone | MIX | Mixed |  |  | 2019-05-31 | A | GISSA
R | both | DDS_EXISTING | Aggregate Size or Nominal Stone | NA | Not Applicable |  |  | 2019-05-31 | A | GISSA
R | both | DDS_EXISTING | Aggregate Size or Nominal Stone | SeeComment | To be used when an Aggregate Size or Nominal Stone is not listed. The new Aggregate Size or Nominal Stone is to be listed in the Comments field. |  |  | 2019-05-31 | A | GISSA
O | both | DDS_EXISTING | Amenity Material | AL | Aluminium |  |  | 2019-05-31 | A | GISSA
O | both | DDS_EXISTING | Amenity Material | BRASS | Brass |  |  | 2019-05-31 | A | GISSA
O | both | DDS_EXISTING | Amenity Material | CCONC | Coloured Concrete |  |  | 2019-05-31 | A | GISSA
O | both | DDS_EXISTING | Amenity Material | CONC | Concrete |  |  | 2019-05-31 | A | GISSA
O | both | DDS_EXISTING | Amenity Material | CORR | Corrugated Steel/Aluminium |  |  | 2019-05-31 | A | GISSA
O | both | DDS_EXISTING | Amenity Material | CSTEEL | Colour Steel |  |  | 2019-05-31 | A | GISSA
O | both | DDS_EXISTING | Amenity Material | CU | Copper |  |  | 2019-05-31 | A | GISSA
O | both | DDS_EXISTING | Amenity Material | DI | Ductile Iron |  |  | 2019-05-31 | A | GISSA
O | both | DDS_EXISTING | Amenity Material | EAG | Exposed Aggregate |  |  | 2019-05-31 | A | GISSA
O | both | DDS_EXISTING | Amenity Material | FBPE | Fusion Bonded PE |  |  | 2019-05-31 | A | GISSA
O | both | DDS_EXISTING | Amenity Material | FIBRE | Fibreglass |  |  | 2019-05-31 | A | GISSA
O | both | DDS_EXISTING | Amenity Material | FRP | Fibre Reinforced Plastic |  |  | 2019-05-31 | A | GISSA
O | both | DDS_EXISTING | Amenity Material | GWI | Galvanised Wrought Iron (Also known as Galvanised Mild Steel) |  | 2026 - Changed description from Galvanised Wrought Iron to Galvanised Wrought Iron (Also known as Galvanised Mild Steel). | 2026-04-28 | M | GISSA
O | both | DDS_EXISTING | Amenity Material | HAL | Helicore Aluminium |  |  | 2019-05-31 | A | GISSA
O | both | DDS_EXISTING | Amenity Material | IRON | Iron |  |  | 2019-05-31 | A | GISSA
O | both | DDS | Amenity Material | RC | Reinforced Concrete - No Class |  | Added code to separate the RC descriptions for DDS specs in which 'Unknown' does not exist and the RC descriptions for existing specs in which 'Unknown' exists. | 2019-05-31 | A | GISSA
O | both | DDS_EXISTING | Amenity Material | RC1 | Reinforced Concrete - Class 1 |  |  | 2019-05-31 | A | GISSA
O | both | DDS_EXISTING | Amenity Material | RC2 | Reinforced Concrete - Class 2 |  |  | 2019-05-31 | A | GISSA
O | both | DDS_EXISTING | Amenity Material | RC3 | Reinforced Concrete - Class 3 |  |  | 2019-05-31 | A | GISSA
O | both | DDS_EXISTING | Amenity Material | RC4 | Reinforced Concrete - Class 4 |  |  | 2019-05-31 | A | GISSA
O | both | DDS_EXISTING | Amenity Material | RUB | Rubber |  |  | 2019-05-31 | A | GISSA
O | both | DDS_EXISTING | Amenity Material | SeeComment | To be used when an Amenity Material is not listed. The new Amenity Material is to be listed in the Comments field. |  |  | 2019-05-31 | A | GISSA
O | both | DDS_EXISTING | Amenity Material | SHADE_CLTH | Shade Cloth |  |  | 2019-05-31 | A | GISSA
O | both | DDS_EXISTING | Amenity Material | SPIR | Spiral Wound Steel/Aluminium |  |  | 2019-05-31 | A | GISSA
O | both | DDS_EXISTING | Amenity Material | SSTEEL | Stainless Steel |  |  | 2019-05-31 | A | GISSA
O | both | DDS_EXISTING | Amenity Material | SSTEEL316 | Stainless Steel (grade 316) |  |  | 2019-05-31 | A | GISSA
O | both | DDS_EXISTING | Amenity Material | STEEL | Steel |  |  | 2019-05-31 | A | GISSA
O | both | DDS_EXISTING | Amenity Material | STNE | Stone |  |  | 2019-05-31 | A | GISSA
O | both | DDS_EXISTING | Amenity Material | TMBR | Timber |  |  | 2019-05-31 | A | GISSA
O | both | DDS_EXISTING | Amenity Material | WOOD | Wood |  |  | 2019-05-31 | A | GISSA
O | both | DDS_EXISTING | Amenity Type | ANCRNG | Anchorings |  |  | 2019-05-31 | A | GISSA
O | both | DDS_EXISTING | Amenity Type | BARTBLA | Bar Table and Seats |  |  | 2019-05-31 | A | GISSA
O | both | DDS_EXISTING | Amenity Type | BIKER | Bike Rack |  |  | 2019-05-31 | A | GISSA
O | both | DDS_EXISTING | Amenity Type | BNS | Bin Stand |  |  | 2019-05-31 | A | GISSA
O | both | DDS_EXISTING | Amenity Type | CLK | Clock |  |  | 2019-05-31 | A | GISSA
O | both | DDS_EXISTING | Amenity Type | DF | Drinking Fountain |  |  | 2019-05-31 | A | GISSA
O | both | DDS_EXISTING | Amenity Type | EBBQ | Electric Barbeque |  |  | 2019-05-31 | A | GISSA
O | both | DDS_EXISTING | Amenity Type | FBLD | Feature Boulder |  |  | 2019-05-31 | A | GISSA
O | both | DDS_EXISTING | Amenity Type | FISH_ST | Fish Station |  |  | 2019-05-31 | A | GISSA
O | both | DDS_EXISTING | Amenity Type | FISH_TBL | Fish Table |  |  | 2019-05-31 | A | GISSA
O | both | DDS_EXISTING | Amenity Type | FLGP | Flag Pole |  |  | 2023-09-04 | A | GISSA
O | both | DDS_EXISTING | Amenity Type | GBBQ | Gas Barbeque |  |  | 2019-05-31 | A | GISSA
O | both | DDS_EXISTING | Amenity Type | GRL | Grab Rail |  |  | 2019-05-31 | A | GISSA
O | both | DDS_EXISTING | Amenity Type | HRL | Hoop Rail |  |  | 2019-05-31 | A | GISSA
O | both | DDS_EXISTING | Amenity Type | LAD | Ladder |  |  | 2019-05-31 | A | GISSA
O | both | DDS_EXISTING | Amenity Type | LRNG | Life Ring |  |  | 2019-05-31 | A | GISSA
O | both | DDS_EXISTING | Amenity Type | PMT | Parking Meter - Ticket |  |  | 2019-05-31 | A | GISSA
O | both | DDS_EXISTING | Amenity Type | PMTL | Parking Meter - Ticketless |  |  | 2019-05-31 | A | GISSA
O | both | DDS_EXISTING | Amenity Type | PRKS | Park Seat |  |  | 2019-05-31 | A | GISSA
O | both | DDS_EXISTING | Amenity Type | PT | Park Table |  |  | 2019-05-31 | A | GISSA
O | both | DDS_EXISTING | Amenity Type | SeeComment | To be used when a Amenity Type is not listed. The new Amenity Type is to be listed in the Comments field. |  |  | 2019-05-31 | A | GISSA
O | both | DDS_EXISTING | Amenity Type | SEPB | Street Event Power Box |  |  | 2019-05-31 | A | GISSA
O | both | DDS_EXISTING | Amenity Type | WBBQ | Wood Fired Barbeque |  |  | 2019-05-31 | A | GISSA
O | both | DDS_EXISTING | Amenity Type | WTK | Water Tank |  |  | 2019-05-31 | A | GISSA
B | both | DDS_EXISTING | Asset Status | ABN | Abandoned or Disused |  |  | 2019-05-31 | A | GISSA
D | both | DDS_EXISTING | Asset Status | ABN | Abandoned or Disused |  |  | 2019-05-31 | A | GISSA
O | both | DDS_EXISTING | Asset Status | ABN | Abandoned or Disused |  |  | 2019-05-31 | A | GISSA
R | both | DDS_EXISTING | Asset Status | ABN | Abandoned or Disused |  |  | 2019-05-31 | A | GISSA
S | both | DDS_EXISTING | Asset Status | ABN | Abandoned or Disused |  |  | 2019-05-31 | A | GISSA
W | both | DDS_EXISTING | Asset Status | ABN | Abandoned or Disused |  |  | 2019-05-31 | A | GISSA
B | both | DDS_EXISTING | Asset Status | FILLED | Filled (for access points/pits etc.) |  | 2026 - Changed code from FILL to FILLED. | 2026-04-28 | M | GISSA
D | both | DDS_EXISTING | Asset Status | FILLED | Filled (for pits) |  | 2026 - Changed code from FILL to FILLED. | 2026-04-28 | M | GISSA
S | both | DDS_EXISTING | Asset Status | FILLED | Filled (for access points/pits etc.) |  | 2026 - Changed code from FILL to FILLED. | 2026-04-28 | M | GISSA
W | both | DDS_EXISTING | Asset Status | FILLED | Filled (for access points/pits etc.) |  | 2026 - Changed code from FILL to FILLED. | 2026-04-28 | M | GISSA
B | both | DDS_EXISTING | Asset Status | INUSE | In-Use |  |  | 2019-05-31 | A | GISSA
D | both | DDS_EXISTING | Asset Status | INUSE | In-Use |  |  | 2019-05-31 | A | GISSA
O | both | DDS_EXISTING | Asset Status | INUSE | In-Use |  |  | 2019-05-31 | A | GISSA
R | both | DDS_EXISTING | Asset Status | INUSE | In-Use |  |  | 2019-05-31 | A | GISSA
S | both | DDS_EXISTING | Asset Status | INUSE | In-Use |  |  | 2019-05-31 | A | GISSA
W | both | DDS_EXISTING | Asset Status | INUSE | In-Use |  |  | 2019-05-31 | A | GISSA
B | both | DDS_EXISTING | Asset Status | OTHER | Other Use (for cables etc.) |  |  | 2019-05-31 | A | GISSA
D | both | DDS_EXISTING | Asset Status | OTHER | Other Use (for cables etc.) |  |  | 2019-05-31 | A | GISSA
O | both | DDS_EXISTING | Asset Status | OTHER | Other Use |  |  | 2019-05-31 | A | GISSA
R | both | DDS_EXISTING | Asset Status | OTHER | Other Use |  |  | 2019-05-31 | A | GISSA
S | both | DDS_EXISTING | Asset Status | OTHER | Other Use (for cables etc.) |  |  | 2019-05-31 | A | GISSA
W | both | DDS_EXISTING | Asset Status | OTHER | Other Use (for cables etc.) |  |  | 2019-05-31 | A | GISSA
B | both | DDS_EXISTING | Asset Status | REM | Removed |  |  | 2019-05-31 | A | GISSA
D | both | DDS_EXISTING | Asset Status | REM | Removed |  |  | 2019-05-31 | A | GISSA
O | both | DDS_EXISTING | Asset Status | REM | Removed |  |  | 2019-05-31 | A | GISSA
R | both | DDS_EXISTING | Asset Status | REM | Removed |  |  | 2019-05-31 | A | GISSA
S | both | DDS_EXISTING | Asset Status | REM | Removed |  |  | 2019-05-31 | A | GISSA
W | both | DDS_EXISTING | Asset Status | REM | Removed |  |  | 2019-05-31 | A | GISSA
S | both | DDS_EXISTING | Backup Power Type | BATTERY | Battery |  |  | 2019-05-31 | A | GISSA
W | both | DDS_EXISTING | Backup Power Type | BATTERY | Battery |  |  | 2019-05-31 | A | GISSA
S | both | DDS_EXISTING | Backup Power Type | EUPS | UPS |  |  | 2019-05-31 | A | GISSA
W | both | DDS_EXISTING | Backup Power Type | EUPS | UPS |  |  | 2019-05-31 | A | GISSA
S | both | DDS_EXISTING | Backup Power Type | GEN | Generator |  |  | 2019-05-31 | A | GISSA
W | both | DDS_EXISTING | Backup Power Type | GEN | Generator |  |  | 2019-05-31 | A | GISSA
S | both | DDS_EXISTING | Backup Power Type | SeeComment | To be used when a Backup Power Type is not listed. The new Backup Power Type is to be listed in the Comments field. |  |  | 2019-05-31 | A | GISSA
W | both | DDS_EXISTING | Backup Power Type | SeeComment | To be used when a Backup Power Type is not listed. The new Backup Power Type is to be listed in the Comments field. |  |  | 2019-05-31 | A | GISSA
S | both | DDS_EXISTING | Backup Power Type | SOLAR | Solar Panels |  |  | 2019-05-31 | A | GISSA
W | both | DDS_EXISTING | Backup Power Type | SOLAR | Solar Panels |  |  | 2019-05-31 | A | GISSA
D | both | DDS_EXISTING | Bank Foundation Material | CLAY | Clay |  |  | 2019-05-31 | A | GISSA
D | both | DDS_EXISTING | Bank Foundation Material | CLRK | Clay and Rock |  |  | 2019-05-31 | A | GISSA
D | both | DDS_EXISTING | Bank Foundation Material | CLSN | Clayey Sand |  |  | 2019-05-31 | A | GISSA
D | both | DDS_EXISTING | Bank Foundation Material | CR | Crushed Rock |  |  | 2019-05-31 | A | GISSA
D | both | DDS_EXISTING | Bank Foundation Material | GRVL | Gravel |  |  | 2019-05-31 | A | GISSA
D | both | DDS_EXISTING | Bank Foundation Material | RCK | Rock |  |  | 2019-06-17 | A | GISSA
D | both | DDS_EXISTING | Bank Foundation Material | SAND | Sand |  |  | 2019-05-31 | A | GISSA
D | both | DDS_EXISTING | Bank Foundation Material | SeeComment | To be used when a Bank Foundation Material is not listed. The new Bank Foundation Material is to be listed in the Comments field. |  |  | 2019-05-31 | A | GISSA
D | both | DDS_EXISTING | Bank Foundation Material | SNGR | Sandy Gravel |  |  | 2019-05-31 | A | GISSA
R | both | DDS_EXISTING | Base and Sub-base Material | AP100 | All passing 100mm sieve |  |  | 2019-05-31 | A | GISSA
R | both | DDS_EXISTING | Base and Sub-base Material | AP150 | All passing 150mm sieve |  |  | 2019-05-31 | A | GISSA
R | both | DDS_EXISTING | Base and Sub-base Material | AP20 | All passing 20MM sieve |  |  | 2019-05-31 | A | GISSA
R | both | DDS_EXISTING | Base and Sub-base Material | AP40 | All passing 40MM sieve |  |  | 2019-05-31 | A | GISSA
R | both | DDS_EXISTING | Base and Sub-base Material | AP65 | All passing 65MM sieve |  |  | 2019-05-31 | A | GISSA
R | both | DDS_EXISTING | Base and Sub-base Material | AP7 | All passing 7mm sieve |  |  | 2019-05-31 | A | GISSA
R | both | DDS_EXISTING | Base and Sub-base Material | AP75 | All passing 75mm sieve |  |  | 2019-05-31 | A | GISSA
R | both | DDS_EXISTING | Base and Sub-base Material | ASP | Asphalt |  |  | 2019-05-31 | A | GISSA
R | both | DDS_EXISTING | Base and Sub-base Material | CONC | Concrete |  |  | 2019-05-31 | A | GISSA
R | both | DDS_EXISTING | Base and Sub-base Material | CR | Crushed Rock |  |  | 2019-05-31 | A | GISSA
R | both | DDS_EXISTING | Base and Sub-base Material | CRN | Crusher Run |  |  | 2019-05-31 | A | GISSA
R | both | DDS_EXISTING | Base and Sub-base Material | DIRT | Dirt |  |  | 2019-05-31 | A | GISSA
R | both | DDS_EXISTING | Base and Sub-base Material | ESLS | Emulsion Stabilised Limestone |  |  | 2019-05-31 | A | GISSA
R | both | DDS_EXISTING | Base and Sub-base Material | FILTER | Filter cloth |  |  | 2019-05-31 | A | GISSA
R | both | DDS_EXISTING | Base and Sub-base Material | GAP100 | Graded all passing 100mm sieve |  |  | 2019-05-31 | A | GISSA
R | both | DDS_EXISTING | Base and Sub-base Material | GAP150 | Graded all passing 150mm sieve |  |  | 2019-05-31 | A | GISSA
R | both | DDS_EXISTING | Base and Sub-base Material | GAP20 | Graded all passing 20mm sieve |  |  | 2019-05-31 | A | GISSA
R | both | DDS_EXISTING | Base and Sub-base Material | GAP40 | Graded all passing 40mm sieve |  |  | 2019-05-31 | A | GISSA
R | both | DDS_EXISTING | Base and Sub-base Material | GAP65 | Graded all passing 65mm sieve |  |  | 2019-05-31 | A | GISSA
R | both | DDS_EXISTING | Base and Sub-base Material | GAP7 | Graded all passing 7mm sieve |  |  | 2019-05-31 | A | GISSA
R | both | DDS_EXISTING | Base and Sub-base Material | GRVL | Gravel |  |  | 2019-05-31 | A | GISSA
R | both | DDS_EXISTING | Base and Sub-base Material | HCTC | HCTC Rockbase |  |  | 2019-05-31 | A | GISSA
R | both | DDS_EXISTING | Base and Sub-base Material | LS | Limestone |  |  | 2019-05-31 | A | GISSA
R | both | DDS_EXISTING | Base and Sub-base Material | LSROCK | Limestone Rock |  |  | 2019-05-31 | A | GISSA
R | both | DDS_EXISTING | Base and Sub-base Material | NA | Not Applicable |  |  | 2019-05-31 | A | GISSA
R | both | DDS_EXISTING | Base and Sub-base Material | ROP300 | Run of Pit - Graded Max 300mm |  |  | 2019-05-31 | A | GISSA
R | both | DDS_EXISTING | Base and Sub-base Material | ROP500 | Run of Pit - Graded Max 500mm |  |  | 2019-05-31 | A | GISSA
R | both | DDS_EXISTING | Base and Sub-base Material | ROR300 | Run of River - Graded Max 300 |  |  | 2019-05-31 | A | GISSA
R | both | DDS_EXISTING | Base and Sub-base Material | ROR500 | Run of River - Graded Max 500 |  |  | 2019-05-31 | A | GISSA
R | both | DDS_EXISTING | Base and Sub-base Material | RR | River Run |  |  | 2019-05-31 | A | GISSA
R | both | DDS_EXISTING | Base and Sub-base Material | SAND | Sand |  |  | 2019-05-31 | A | GISSA
R | both | DDS_EXISTING | Base and Sub-base Material | SAP100 | Scoria all passing 100mm sieve |  |  | 2019-05-31 | A | GISSA
R | both | DDS_EXISTING | Base and Sub-base Material | SAP150 | Scoria all passing 150mm sieve |  |  | 2019-05-31 | A | GISSA
R | both | DDS_EXISTING | Base and Sub-base Material | SAP20 | Scoria all passing 20MM Sieve |  |  | 2019-05-31 | A | GISSA
R | both | DDS_EXISTING | Base and Sub-base Material | SAP40 | Scoria all passing 40mm sieve |  |  | 2019-05-31 | A | GISSA
R | both | DDS_EXISTING | Base and Sub-base Material | SAP65 | Scoria all passing 65mm sieve |  |  | 2019-05-31 | A | GISSA
R | both | DDS_EXISTING | Base and Sub-base Material | SAP7 | Scoria all passing 7mm sieve |  |  | 2019-05-31 | A | GISSA
R | both | DDS_EXISTING | Base and Sub-base Material | SCLAY | Sand Clay |  |  | 2019-05-31 | A | GISSA
R | both | DDS_EXISTING | Base and Sub-base Material | SEALS | Old seals |  |  | 2019-05-31 | A | GISSA
R | both | DDS_EXISTING | Base and Sub-base Material | SILT | Silt |  |  | 2019-05-31 | A | GISSA
R | both | DDS_EXISTING | Base and Sub-base Material | STRIP | Quarry Strippings - Ungraded |  |  | 2019-05-31 | A | GISSA
O | both | DDS_EXISTING | Base Material | CONC | Concrete |  |  | 2019-05-31 | A | GISSA
O | both | DDS_EXISTING | Base Material | SeeComment | To be used when a Base Material is not listed. The new Base Material is to be listed in the Comments field. |  |  | 2019-05-31 | A | GISSA
S | both | DDS_EXISTING | Bedding / Backfill Material | AGGR | Aggregate |  |  | 2019-05-31 | A | GISSA
W | both | DDS_EXISTING | Bedding / Backfill Material | AGGR | Aggregate |  |  | 2019-05-31 | A | GISSA
S | both | DDS_EXISTING | Bedding / Backfill Material | BENT | Bentonite Sand Mixture |  |  | 2019-05-31 | A | GISSA
W | both | DDS_EXISTING | Bedding / Backfill Material | BENT | Bentonite Sand Mixture |  |  | 2019-05-31 | A | GISSA
S | both | DDS_EXISTING | Bedding / Backfill Material | CGLASS | Crushed Glass |  |  | 2019-05-31 | A | GISSA
S | both | DDS_EXISTING | Bedding / Backfill Material | CLAY | Clay |  |  | 2019-05-31 | A | GISSA
W | both | DDS_EXISTING | Bedding / Backfill Material | CLAY | Clay |  |  | 2019-05-31 | A | GISSA
S | both | DDS_EXISTING | Bedding / Backfill Material | CLSLRY | Clay Slurry |  |  | 2019-05-31 | A | GISSA
W | both | DDS_EXISTING | Bedding / Backfill Material | CLSLRY | Clay Slurry |  |  | 2019-05-31 | A | GISSA
S | both | DDS_EXISTING | Bedding / Backfill Material | CONC | Concrete |  |  | 2019-05-31 | A | GISSA
W | both | DDS_EXISTING | Bedding / Backfill Material | CONC | Concrete |  | 2026 - Changed description from Concrete (unknown if reinforced) to Concrete. | 2026-04-27 | M | GISSA
S | both | DDS_EXISTING | Bedding / Backfill Material | CONCB | Concrete Blocks |  |  | 2019-05-31 | A | GISSA
W | both | DDS_EXISTING | Bedding / Backfill Material | CONCB | Concrete Blocks |  |  | 2019-05-31 | A | GISSA
S | both | DDS_EXISTING | Bedding / Backfill Material | CONCH | Concrete Haunching |  |  | 2019-05-31 | A | GISSA
W | both | DDS_EXISTING | Bedding / Backfill Material | CONCH | Concrete Haunching |  |  | 2019-05-31 | A | GISSA
S | both | DDS_EXISTING | Bedding / Backfill Material | CR | Crushed Rock |  |  | 2019-05-31 | A | GISSA
W | both | DDS_EXISTING | Bedding / Backfill Material | CR | Crushed Rock |  |  | 2019-05-31 | A | GISSA
S | both | DDS_EXISTING | Bedding / Backfill Material | CSROCK | Cement Stabilised Crushed Rock |  |  | 2019-05-31 | A | GISSA
S | both | DDS_EXISTING | Bedding / Backfill Material | EXCMAT | Excavated Material |  |  | 2019-05-31 | A | GISSA
W | both | DDS_EXISTING | Bedding / Backfill Material | EXCMAT | Excavated Material |  |  | 2019-05-31 | A | GISSA
S | both | DDS_EXISTING | Bedding / Backfill Material | GROUT | Grout |  |  | 2019-05-31 | A | GISSA
W | both | DDS_EXISTING | Bedding / Backfill Material | GROUT | Grout |  |  | 2019-05-31 | A | GISSA
W | both | DDS_EXISTING | Bedding / Backfill Material | PKGSAND | Packing Sand |  |  | 2019-05-31 | A | GISSA
S | both | DDS_EXISTING | Bedding / Backfill Material | QWST | Quarry Waste |  |  | 2019-05-31 | A | GISSA
W | both | DDS_EXISTING | Bedding / Backfill Material | QWST | Quarry Waste |  |  | 2019-05-31 | A | GISSA
S | both | DDS | Bedding / Backfill Material | RC | Reinforced Concrete - No Class |  | 2026-10-28: Separated RC by specification coverage. DDS: Reinforced Concrete - No Class. Existing: Reinforced Concrete - No Class/Unknown. | 2026-10-28 | M | GISSA
W | both | DDS | Bedding / Backfill Material | RC | Reinforced Concrete - No Class |  | 2026-10-28: Separated RC by specification coverage. DDS: Reinforced Concrete - No Class. Existing: Reinforced Concrete - No Class/Unknown. | 2026-10-28 | M | GISSA
S | both | DDS_EXISTING | Bedding / Backfill Material | SAND | Sand |  |  | 2019-05-31 | A | GISSA
W | both | DDS_EXISTING | Bedding / Backfill Material | SAND | Sand |  |  | 2019-05-31 | A | GISSA
S | both | DDS_EXISTING | Bedding / Backfill Material | SCOR | Scoria |  |  | 2019-05-31 | A | GISSA
W | both | DDS_EXISTING | Bedding / Backfill Material | SCOR | Scoria |  |  | 2019-05-31 | A | GISSA
S | both | DDS_EXISTING | Bedding / Backfill Material | SeeComment | To be used when a Bedding/Backfill Material is not listed. The new Bedding/Backfill Material is to be listed in the Comments field. |  |  | 2019-05-31 | A | GISSA
W | both | DDS_EXISTING | Bedding / Backfill Material | SeeComment | To be used when a Bedding/Backfill Material is not listed. The new Bedding/Backfill Material is to be listed in the Comments field. |  |  | 2019-05-31 | A | GISSA
S | both | DDS_EXISTING | Bedding / Backfill Material | SEMAT | Selected Excavated Material |  |  | 2019-05-31 | A | GISSA
W | both | DDS_EXISTING | Bedding / Backfill Material | SEMAT | Selected Excavated Material |  |  | 2019-05-31 | A | GISSA
S | both | DDS_EXISTING | Bedding / Backfill Material | SLCS | Sand Lime Cement Slurry |  |  | 2019-05-31 | A | GISSA
W | both | DDS_EXISTING | Bedding / Backfill Material | SLCS | Sand Lime Cement Slurry |  |  | 2019-05-31 | A | GISSA
W | both | DDS_EXISTING | Bedding / Backfill Material | TOPGS | Toppings |  |  | 2019-05-31 | A | GISSA
S | both | DDS_EXISTING | Bedding / Backfill Material | TOPP | Topping |  |  | 2019-05-31 | A | GISSA
W | both | DDS_EXISTING | Bedding / Backfill Material | TRSAND | Trench Refill Sand |  |  | 2019-05-31 | A | GISSA
O | both | DDS_EXISTING | Bin Material | FIBRE | Fibreglass |  |  | 2019-05-31 | A | GISSA
O | both | DDS_EXISTING | Bin Material | PLASTIC | Plastic |  |  | 2019-05-31 | A | GISSA
O | both | DDS_EXISTING | Bin Material | SeeComment | To be used when a Bin Material is not listed. The new Bin Material is to be listed in the Comments field. |  |  | 2019-05-31 | A | GISSA
O | both | DDS_EXISTING | Bin Material | SSTEEL | Stainless Steel |  |  | 2019-05-31 | A | GISSA
O | both | DDS_EXISTING | Bin Material | STEEL | Steel |  |  | 2019-05-31 | A | GISSA
O | both | DDS_EXISTING | Bin Type | BB | Butt Bin |  |  | 2019-05-31 | A | GISSA
O | both | DDS_EXISTING | Bin Type | DB | Decorative Bin |  |  | 2019-05-31 | A | GISSA
O | both | DDS_EXISTING | Bin Type | DPB | Dog Poo Bag Station |  |  | 2019-05-31 | A | GISSA
O | both | DDS_EXISTING | Bin Type | SeeComment | To be used when a Bin Type is not listed. The new Bin Type is to be listed in the Comments field. |  |  | 2019-05-31 | A | GISSA
O | both | DDS_EXISTING | Bin Type | SR | Steel Recreational |  |  | 2019-05-31 | A | GISSA
O | both | DDS_EXISTING | Bin Type | TB | Tilt Bin |  |  | 2019-05-31 | A | GISSA
O | both | DDS_EXISTING | Bin Type | WCG | Wheelie in a cage |  |  | 2019-05-31 | A | GISSA
O | both | DDS_EXISTING | Bin Type | WOS | Wheelie on Stand |  |  | 2019-05-31 | A | GISSA
O | both | DDS_EXISTING | Bin Use | GCLIP | Green Clippings |  |  | 2019-05-31 | A | GISSA
O | both | DDS_EXISTING | Bin Use | GLASSO | Glass Only |  |  | 2019-05-31 | A | GISSA
O | both | DDS_EXISTING | Bin Use | RECYCLE | Recylce |  |  | 2019-05-31 | A | GISSA
O | both | DDS_EXISTING | Bin Use | SeeComment | To be used when a Bin Use is not listed. The new Bin Use is to be listed in the Comments field. |  |  | 2019-05-31 | A | GISSA
O | both | DDS_EXISTING | Bin Use | WASTE | Waste |  |  | 2019-05-31 | A | GISSA
O | both | DDS_EXISTING | Surface Material | CMPST | Composite |  |  | 2025-08-07 | A | GISSA
O | both | DDS_EXISTING | Surface Material | PLASTIC | Plastic |  |  | 2025-08-07 | A | GISSA
O | both | DDS_EXISTING | Surface Material | TMBR | Timber |  |  | 2025-08-07 | A | GISSA
O | both | DDS_EXISTING | Boardwalk Material | WOOD | Wood |  |  | 2019-05-31 | A | GISSA
O | both | DDS_EXISTING | Boat Size | LARGE | Large |  |  | 2019-05-31 | A | GISSA
O | both | DDS_EXISTING | Boat Size | MEDIUM | Medium |  |  | 2019-05-31 | A | GISSA
O | both | DDS_EXISTING | Boat Size | SMALL | Small |  |  | 2019-05-31 | A | GISSA
O | both | DDS_EXISTING | Bore Cover Material | CONC | Concrete |  |  | 2019-05-31 | A | GISSA
O | both | DDS_EXISTING | Bore Cover Material | METAL | Metal |  |  | 2019-05-31 | A | GISSA
O | both | DDS_EXISTING | Bore Cover Material | PVC | Polyvinyl chloride |  |  | 2019-05-31 | A | GISSA
O | both | DDS_EXISTING | Bore Cover Material | SeeComment | To be used when a Bore Cover Material is not listed. The new Bore Cover Material is to be listed in the Comments field. |  |  | 2019-05-31 | A | GISSA
O | both | DDS_EXISTING | Bore Cover Material | TMBR | Timber |  |  | 2019-05-31 | A | GISSA
O | both | DDS_EXISTING | Bore Type | IRRIG | Irrigation |  | Added code. | 2019-05-31 | A | GISSA
O | both | DDS_EXISTING | Bore Type | MNT | Monitoring |  |  | 2019-05-31 | A | GISSA
O | both | DDS_EXISTING | Bore Type | SeeComment | To be used when a Bore Type is not listed. The new Bore Type is to be listed in the Comments field. |  |  | 2019-05-31 | A | GISSA
O | both | DDS_EXISTING | Breakwater Material | CONC | Concrete |  |  | 2019-05-31 | A | GISSA
O | both | DDS_EXISTING | Breakwater Material | GRVL | Gravel |  |  | 2019-05-31 | A | GISSA
O | both | DDS_EXISTING | Breakwater Material | RCK | Rock |  |  | 2019-06-17 | A | GISSA
O | both | DDS_EXISTING | Breakwater Material | SAND | Sand |  |  | 2019-05-31 | A | GISSA
O | both | DDS_EXISTING | Breakwater Material | SeeComment | To be used when a Breakwater Material is not listed. The new Breakwater Material is to be listed in the Comments field. |  |  | 2019-05-31 | A | GISSA
O | both | DDS_EXISTING | Breakwater Purpose | CSTMNG | Coastal Management |  |  | 2019-05-31 | A | GISSA
O | both | DDS_EXISTING | Breakwater Purpose | SEC | Security |  |  | 2019-05-31 | A | GISSA
O | both | DDS_EXISTING | Breakwater Purpose | WINRED | Wave Intensity Reduction |  |  | 2019-05-31 | A | GISSA
R | both | DDS_EXISTING | Bridge/Major Culvert Purpose | COMBO | Over combination |  |  | 2019-05-31 | A | GISSA
R | both | DDS_EXISTING | Bridge/Major Culvert Purpose | OVRWTR | Over Waterway |  |  | 2019-05-31 | A | GISSA
R | both | DDS_EXISTING | Bridge/Major Culvert Purpose | PRKL | Over Parkland |  |  | 2019-05-31 | A | GISSA
R | both | DDS_EXISTING | Bridge/Major Culvert Purpose | RAMP | On/Off Ramp to/from State Highway |  |  | 2019-05-31 | A | GISSA
R | both | DDS_EXISTING | Bridge/Major Culvert Purpose | RLWY | Over Railway |  |  | 2019-05-31 | A | GISSA
R | both | DDS_EXISTING | Bridge/Major Culvert Purpose | ROAD | Over Road |  |  | 2019-05-31 | A | GISSA
R | both | DDS_EXISTING | Bridge/Major Culvert Purpose | SeeComment | To be used when a Purpose is not listed. The new Purpose is to be listed in the Comments field. |  |  | 2019-05-31 | A | GISSA
R | both | DDS_EXISTING | Bridge/Major Culvert Purpose | UROAD | Under Road |  |  | 2019-05-31 | A | GISSA
R | both | DDS_EXISTING | Bridge/Major Culvert Type | CUL | Culvert |  |  | 2019-05-31 | A | GISSA
R | both | DDS_EXISTING | Bridge/Major Culvert Type | FB | Footbridge |  |  | 2019-05-31 | A | GISSA
R | both | DDS_EXISTING | Bridge/Major Culvert Type | PED | Pedestrian Overpass/underpass |  |  | 2019-05-31 | A | GISSA
R | both | DDS_EXISTING | Bridge/Major Culvert Type | RB | Road bridge |  |  | 2019-05-31 | A | GISSA
R | both | DDS_EXISTING | Bridge/Major Culvert Type | SeeComment | To be used when a Bridge/Major Culvert Type is not listed. The new Bridge/Major Culvert Type is to be listed in the Comments field. |  |  | 2019-05-31 | A | GISSA
R | both | DDS_EXISTING | Bridge/Major Culvert Type | UP | Stock crossing/Underpass |  |  | 2019-05-31 | A | GISSA
B | both | DDS_EXISTING | Building Use | CMMR | Light Commercial |  |  | 2019-05-31 | A | GISSA
B | both | DDS_EXISTING | Building Use | CMNONRES | Communal Non-Residential |  |  | 2019-05-31 | A | GISSA
B | both | DDS_EXISTING | Building Use | CMRES | Communal Residential |  |  | 2019-05-31 | A | GISSA
B | both | DDS_EXISTING | Building Use | GSTAND | Grandstand |  |  | 2019-05-31 | A | GISSA
B | both | DDS_EXISTING | Building Use | HSING | Housing |  |  | 2019-05-31 | A | GISSA
B | both | DDS_EXISTING | Building Use | INDST | Industrial |  |  | 2019-05-31 | A | GISSA
B | both | DDS_EXISTING | Building Use | LIBR | Library |  |  | 2019-05-31 | A | GISSA
B | both | DDS_EXISTING | Building Use | OUTBLD | Outbuildings |  |  | 2019-05-31 | A | GISSA
B | both | DDS_EXISTING | Building Use | SCH | School |  |  | 2019-05-31 | A | GISSA
B | both | DDS_EXISTING | Building Use | SeeComment | To be used when a Building Use is not listed. The new Building Use is to be listed in the Comments field. |  |  | 2019-05-31 | A | GISSA
S | both | DDS_EXISTING | Cable Type | FLEX | Flexible |  |  | 2019-05-31 | A | GISSA
W | both | DDS_EXISTING | Cable Type | FLEX | Flexible |  |  | 2019-05-31 | A | GISSA
S | both | DDS_EXISTING | Cable Type | HLX | Heliax |  |  | 2019-05-31 | A | GISSA
W | both | DDS_EXISTING | Cable Type | HLX | Heliax |  |  | 2019-05-31 | A | GISSA
S | both | DDS_EXISTING | Cable Type | MCORE | Multicore |  |  | 2019-05-31 | A | GISSA
W | both | DDS_EXISTING | Cable Type | MCORE | Multicore |  |  | 2019-05-31 | A | GISSA
S | both | DDS_EXISTING | Cable Type | MTLSTH | Metallic sheathed |  |  | 2019-05-31 | A | GISSA
W | both | DDS_EXISTING | Cable Type | MTLSTH | Metallic sheathed |  |  | 2019-05-31 | A | GISSA
S | both | DDS_EXISTING | Cable Type | NMTLSTH | Non-metallic sheathed |  |  | 2019-05-31 | A | GISSA
W | both | DDS_EXISTING | Cable Type | NMTLSTH | Non-metallic sheathed |  |  | 2019-05-31 | A | GISSA
S | both | DDS_EXISTING | Cable Type | PAIR | Paired |  |  | 2019-05-31 | A | GISSA
W | both | DDS_EXISTING | Cable Type | PAIR | Paired |  |  | 2019-05-31 | A | GISSA
S | both | DDS_EXISTING | Cable Type | PORT | Portable |  |  | 2019-05-31 | A | GISSA
W | both | DDS_EXISTING | Cable Type | PORT | Portable |  |  | 2019-05-31 | A | GISSA
S | both | DDS_EXISTING | Cable Type | RBN | Ribbon |  |  | 2019-05-31 | A | GISSA
W | both | DDS_EXISTING | Cable Type | RBN | Ribbon |  |  | 2019-05-31 | A | GISSA
S | both | DDS_EXISTING | Cable Type | SeeComment | To be used when a Cable Type is not listed. The new Cable Type is to be listed in the Comments field. |  |  | 2019-05-31 | A | GISSA
W | both | DDS_EXISTING | Cable Type | SeeComment | To be used when a Cable Type is not listed. The new Cable Type is to be listed in the Comments field. |  |  | 2019-05-31 | A | GISSA
S | both | DDS_EXISTING | Cable Type | SHLD | Shielded |  |  | 2019-05-31 | A | GISSA
W | both | DDS_EXISTING | Cable Type | SHLD | Shielded |  |  | 2019-05-31 | A | GISSA
S | both | DDS_EXISTING | Cable Type | SNG | Single |  |  | 2019-05-31 | A | GISSA
W | both | DDS_EXISTING | Cable Type | SNG | Single |  |  | 2019-05-31 | A | GISSA
S | both | DDS_EXISTING | Cable Type | SUB | Submersible |  |  | 2019-05-31 | A | GISSA
W | both | DDS_EXISTING | Cable Type | SUB | Submersible |  |  | 2019-05-31 | A | GISSA
S | both | DDS_EXISTING | Cable Type | TWNL | Twin lead |  |  | 2019-05-31 | A | GISSA
W | both | DDS_EXISTING | Cable Type | TWNL | Twin lead |  |  | 2019-05-31 | A | GISSA
S | both | DDS_EXISTING | Cable Type | TWNX | Twinax |  |  | 2019-05-31 | A | GISSA
W | both | DDS_EXISTING | Cable Type | TWNX | Twinax |  |  | 2019-05-31 | A | GISSA
R | both | DDS_EXISTING | Call Box Type | MOTAID | Motorist Aid |  |  | 2019-05-31 | A | GISSA
R | both | DDS_EXISTING | Call Box Type | NA | Not Applicable |  |  | 2019-05-31 | A | GISSA
R | both | DDS_EXISTING | Call Box Type | POL | Police |  |  | 2019-05-31 | A | GISSA
R | both | DDS_EXISTING | Call Box Type | RETAIL | Retail |  |  | 2019-05-31 | A | GISSA
R | both | DDS_EXISTING | Call Box Type | SEC | Security |  |  | 2019-05-31 | A | GISSA
R | both | DDS_EXISTING | Call Box Type | SeeComment | To be used when a Call Box Type is not listed. The new Call Box Type is to be listed in the Comments field. |  |  | 2019-05-31 | A | GISSA
R | both | DDS_EXISTING | Call Box Type | TAXI | Taxi |  |  | 2019-05-31 | A | GISSA
W | both | DDS_EXISTING | Cathodic Protection Type | GAL | Galvanised |  |  | 2019-05-31 | A | GISSA
W | both | DDS_EXISTING | Cathodic Protection Type | ICS | Impress Current System |  |  | 2019-05-31 | A | GISSA
B | both | DDS_EXISTING | Ceiling Material | AL | Aluminium |  |  | 2019-05-31 | A | GISSA
B | both | DDS_EXISTING | Ceiling Material | BRK | Brick |  |  | 2019-05-31 | A | GISSA
B | both | DDS_EXISTING | Ceiling Material | CONC | Concrete |  |  | 2019-05-31 | A | GISSA
B | both | DDS_EXISTING | Ceiling Material | GLASS | Glass |  |  | 2019-05-31 | A | GISSA
B | both | DDS_EXISTING | Ceiling Material | IRON | Iron |  |  | 2019-05-31 | A | GISSA
B | both | DDS_EXISTING | Ceiling Material | SeeComment | To be used when a Ceiling Material is not listed. The new Ceiling Material is to be listed in the Comments field. |  |  | 2019-05-31 | A | GISSA
B | both | DDS_EXISTING | Ceiling Material | SSTEEL | Stainless Steel |  |  | 2019-05-31 | A | GISSA
B | both | DDS_EXISTING | Ceiling Material | STEEL | Steel |  |  | 2019-05-31 | A | GISSA
B | both | DDS_EXISTING | Ceiling Material | STNE | Stone |  |  | 2019-05-31 | A | GISSA
B | both | DDS_EXISTING | Ceiling Material | WOOD | Wood |  |  | 2019-05-31 | A | GISSA
R | both | DDS_EXISTING | Cell Material | BRK | Brick |  |  | 2019-05-31 | A | GISSA
R | both | DDS_EXISTING | Cell Material | HDPE | High Density PE (PE100) |  |  | 2019-05-31 | A | GISSA
R | both | DDS_EXISTING | Cell Material | MDPE | Medium Density PE (PE80B) |  |  | 2019-05-31 | A | GISSA
R | both | DDS_EXISTING | Cell Material | NA | Not Applicable |  |  | 2019-05-31 | A | GISSA
R | both | DDS_EXISTING | Cell Material | PP | Polypropylene |  |  | 2019-05-31 | A | GISSA
R | both | DDS_EXISTING | Cell Material | SeeComment | To be used when a Cell Material is not listed. The new Cell Material is to be listed in the Comments field. |  |  | 2019-05-31 | A | GISSA
R | both | DDS_EXISTING | Cell Material | SPIR | Spiral Wound Steel/Aluminium |  |  | 2019-05-31 | A | GISSA
R | both | DDS_EXISTING | Cell Material | uPVC-P | Profile -Wall Un-plasticised PVC (including Ultra-rib) |  | 2026 - Changed description from Profile-Wall Un-plasticised PVC to Profile -Wall Un-plasticised PVC (including Ultra-rib). | 2026-04-29 | M | GISSA
R | both | DDS_EXISTING | Cell Type | ARCHED | Arched |  |  | 2019-05-31 | A | GISSA
R | both | DDS_EXISTING | Cell Type | BOX | Box shaped |  |  | 2019-05-31 | A | GISSA
R | both | DDS_EXISTING | Cell Type | NA | Not Applicable |  |  | 2019-05-31 | A | GISSA
R | both | DDS_EXISTING | Cell Type | OVAL | Oval |  |  | 2019-05-31 | A | GISSA
R | both | DDS_EXISTING | Cell Type | SeeComment | To be used when a Cell Type is not listed. The new Cell Type is to be listed in the Comments field. |  |  | 2019-05-31 | A | GISSA
R | both | DDS_EXISTING | Cell Type | T_ARCH | Twin arched |  |  | 2019-05-31 | A | GISSA
R | both | DDS_EXISTING | Cell Type | T_BOX | Twin boxes |  |  | 2019-05-31 | A | GISSA
R | both | DDS_EXISTING | Cell Type | T_CIRC | Twin circular |  |  | 2019-05-31 | A | GISSA
R | both | DDS_EXISTING | Cell Type | TR_CIRC | Triple circular |  |  | 2019-05-31 | A | GISSA
W | Removed | DDS_EXISTING | Chamber Material | BRK |  |  | codelist removed as not being utilised. | 2021-05-01 | R | GISSA
W | Removed | DDS_EXISTING | Chamber Material | CCONC |  |  | codelist removed as not being utilised. | 2021-05-01 | R | GISSA
W | Removed | DDS_EXISTING | Chamber Material | CORR |  |  | codelist removed as not being utilised. | 2021-05-01 | R | GISSA
W | Removed | DDS_EXISTING | Chamber Material | FCEM |  |  | codelist removed as not being utilised. | 2021-05-01 | R | GISSA
W | Removed | DDS_EXISTING | Chamber Material | GEW |  |  | codelist removed as not being utilised. | 2021-05-01 | R | GISSA
W | Removed | DDS_EXISTING | Chamber Material | IRON |  |  | codelist removed as not being utilised. | 2021-05-01 | R | GISSA
W | Removed | DDS_EXISTING | Chamber Material | PSTYB |  |  | codelist removed as not being utilised. | 2021-05-01 | R | GISSA
W | Removed | DDS_EXISTING | Chamber Material | SeeComment |  |  | codelist removed as not being utilised. | 2021-05-01 | R | GISSA
B | both | DDS_EXISTING | Communication and Cabling Purpose | AV | Audio Visual |  |  | 2019-05-31 | A | GISSA
B | both | DDS_EXISTING | Communication and Cabling Purpose | COMPUTER | Computer |  |  | 2019-05-31 | A | GISSA
B | both | DDS_EXISTING | Communication and Cabling Purpose | DATA | Data |  |  | 2019-05-31 | A | GISSA
B | both | DDS_EXISTING | Communication and Cabling Purpose | TELEPHONY | Telephony |  |  | 2019-05-31 | A | GISSA
B | both | DDS_EXISTING | Communication and Data Cabling Type | COAX | Coaxial |  |  | 2019-05-31 | A | GISSA
B | both | DDS_EXISTING | Communication and Data Cabling Type | FBROPT | Fibre Optic |  |  | 2019-05-31 | A | GISSA
B | both | DDS_EXISTING | Communication and Data Cabling Type | TWSPRS | Twisted Pair - shielded |  |  | 2019-05-31 | A | GISSA
B | both | DDS_EXISTING | Communication and Data Cabling Type | TWSPRUNS | Twisted Pair - unshielded |  |  | 2019-05-31 | A | GISSA
B | both | DDS_EXISTING | Communication and Data Equipment Type | ADBL | Audible Bell |  |  | 2019-05-31 | A | GISSA
B | both | DDS_EXISTING | Communication and Data Equipment Type | AMP | Amplifier |  |  | 2019-05-31 | A | GISSA
B | both | DDS_EXISTING | Communication and Data Equipment Type | AVO | AV Outlet Point |  |  | 2019-05-31 | A | GISSA
B | both | DDS_EXISTING | Communication and Data Equipment Type | DFM | Main Distribution Frame |  |  | 2019-05-31 | A | GISSA
B | both | DDS_EXISTING | Communication and Data Equipment Type | DOP | Phone/Data Outlet Point |  |  | 2019-05-31 | A | GISSA
B | both | DDS_EXISTING | Communication and Data Equipment Type | MIC | Microphone |  |  | 2019-05-31 | A | GISSA
B | both | DDS_EXISTING | Communication and Data Equipment Type | PHN | Phone |  |  | 2019-05-31 | A | GISSA
B | both | DDS_EXISTING | Communication and Data Equipment Type | PNL | Patch Panel |  |  | 2019-05-31 | A | GISSA
B | both | DDS_EXISTING | Communication and Data Equipment Type | PRJ | Built-in Projector |  |  | 2019-05-31 | A | GISSA
B | both | DDS_EXISTING | Communication and Data Equipment Type | PSC | Built-in Projection Screen |  |  | 2019-05-31 | A | GISSA
B | both | DDS_EXISTING | Communication and Data Equipment Type | SPK | Speaker |  |  | 2019-05-31 | A | GISSA
R | both | DDS_EXISTING | Communication Method | BLUETOOTH | Bluetooth |  |  | 2019-05-31 | A | GISSA
R | both | DDS_EXISTING | Communication Method | MICROWAVE | Microwave |  |  | 2019-05-31 | A | GISSA
R | both | DDS_EXISTING | Communication Method | NA | Not Applicable |  |  | 2019-05-31 | A | GISSA
R | both | DDS_EXISTING | Communication Method | SeeComment | To be used when a Communication Method is not listed. The new Communication Method is to be listed in the Comments field. |  |  | 2019-05-31 | A | GISSA
R | both | DDS_EXISTING | Component Type | BOXGRD | Box Girder |  |  | 2019-05-31 | A | GISSA
R | both | DDS_EXISTING | Component Type | CLMN | Column |  |  | 2019-05-31 | A | GISSA
R | both | DDS_EXISTING | Component Type | SeeComment | To be used when a Component Type is not listed. The new Component Type is to be listed in the Comments field. |  |  | 2019-05-31 | A | GISSA
R | both | DDS_EXISTING | Component Type | TBEAM | Tbeam |  |  | 2019-05-31 | A | GISSA
B | both | DDS_EXISTING | Conduit Material | LDPE | Low Density Polyethylene |  |  | 2019-05-31 | A | GISSA
S | both | DDS_EXISTING | Conduit Material | LDPE | Low Density Polyethylene |  |  | 2019-05-31 | A | GISSA
W | both | DDS_EXISTING | Conduit Material | LDPE | Low Density Polyethylene |  |  | 2019-05-31 | A | GISSA
B | both | DDS_EXISTING | Conduit Material | MDPE | Medium Density PE (PE80B) |  |  | 2019-05-31 | A | GISSA
S | both | DDS_EXISTING | Conduit Material | MDPE | Medium Density PE (PE80B) |  |  | 2019-05-31 | A | GISSA
W | both | DDS_EXISTING | Conduit Material | MDPE | Medium Density PE (PE80B) |  |  | 2019-05-31 | A | GISSA
B | both | DDS_EXISTING | Conduit Material | mPVC | Modified Polyvinyl Chloride |  |  | 2019-05-31 | A | GISSA
S | both | DDS_EXISTING | Conduit Material | mPVC | Modified Polyvinyl Chloride |  |  | 2019-05-31 | A | GISSA
W | both | DDS_EXISTING | Conduit Material | mPVC | Modified Polyvinyl Chloride |  |  | 2019-05-31 | A | GISSA
B | both | DDS_EXISTING | Conduit Material | oPVC | Oriented PVC (EG: Blue Brute) |  |  | 2019-05-31 | A | GISSA
S | both | DDS_EXISTING | Conduit Material | oPVC | Oriented PVC (EG: Blue Brute) |  |  | 2019-05-31 | A | GISSA
W | both | DDS_EXISTING | Conduit Material | oPVC | Oriented PVC (EG: Blue Brute) |  |  | 2019-05-31 | A | GISSA
B | both | DDS_EXISTING | Conduit Material | PE | Polyethylene |  | 2026 - Changed description from Polyethylene (Used for UG Conduits) to Polyethylene. | 2026-04-29 | M | GISSA
S | both | DDS_EXISTING | Conduit Material | PE | Polyethylene |  | 2026 - Changed description from Polyethylene (Used for UG Conduits) to Polyethylene. | 2026-04-29 | M | GISSA
W | both | DDS_EXISTING | Conduit Material | PE | Polyethylene |  | 2026 - Changed description from Polyethylene (Used for UG Conduits) to Polyethylene. | 2026-04-29 | M | GISSA
B | both | DDS_EXISTING | Conduit Material | PVC | Polyvinyl chloride |  |  | 2019-05-31 | A | GISSA
S | both | DDS_EXISTING | Conduit Material | PVC | Polyvinyl chloride |  |  | 2019-05-31 | A | GISSA
W | both | DDS_EXISTING | Conduit Material | PVC | Polyvinyl chloride |  |  | 2019-05-31 | A | GISSA
B | both | DDS_EXISTING | Conduit Material | SeeComment | To be used when a Conduit Material is not listed. The new Conduit Material is to be listed in the Comments field. |  |  | 2019-05-31 | A | GISSA
S | both | DDS_EXISTING | Conduit Material | SeeComment | To be used when a Conduit Material is not listed. The new Conduit Material is to be listed in the Comments field. |  |  | 2019-05-31 | A | GISSA
W | both | DDS_EXISTING | Conduit Material | SeeComment | To be used when a Conduit Material is not listed. The new Conduit Material is to be listed in the Comments field. |  |  | 2019-05-31 | A | GISSA
B | both | DDS_EXISTING | Conduit Material | uPVC | Un-plasticised PVC |  |  | 2019-05-31 | A | GISSA
S | both | DDS_EXISTING | Conduit Material | uPVC | Un-plasticised PVC |  |  | 2019-05-31 | A | GISSA
W | both | DDS_EXISTING | Conduit Material | uPVC | Un-plasticised PVC |  |  | 2019-05-31 | A | GISSA
D | both | DDS_EXISTING | Construction Type | AN | Annealed |  |  | 2019-05-31 | A | GISSA
W | both | DDS_EXISTING | Construction Type | AN | Annealed |  |  | 2019-05-31 | A | GISSA
D | both | DDS_EXISTING | Construction Type | CAST | Cast Insitu |  |  | 2019-05-31 | A | GISSA
W | both | DDS_EXISTING | Construction Type | CAST | Cast Insitu |  |  | 2019-05-31 | A | GISSA
D | both | DDS_EXISTING | Construction Type | CORR | Corrugated |  |  | 2019-05-31 | A | GISSA
W | both | DDS_EXISTING | Construction Type | CORR | Corrugated |  |  | 2019-05-31 | A | GISSA
D | both | DDS_EXISTING | Construction Type | EX | Extruded |  |  | 2019-05-31 | A | GISSA
W | both | DDS_EXISTING | Construction Type | EX | Extruded |  |  | 2019-05-31 | A | GISSA
D | both | DDS_EXISTING | Construction Type | FOLD | Folded |  |  | 2019-05-31 | A | GISSA
W | both | DDS_EXISTING | Construction Type | FOLD | Folded |  |  | 2019-05-31 | A | GISSA
D | both | DDS_EXISTING | Construction Type | GC | Gravity Cast |  |  | 2019-05-31 | A | GISSA
W | both | DDS_EXISTING | Construction Type | GC | Gravity Cast |  |  | 2019-05-31 | A | GISSA
D | both | DDS_EXISTING | Construction Type | HD | Hard Drawn |  |  | 2019-05-31 | A | GISSA
W | both | DDS_EXISTING | Construction Type | HD | Hard Drawn |  |  | 2019-05-31 | A | GISSA
D | both | DDS_EXISTING | Construction Type | LB | Lock Bar |  |  | 2019-05-31 | A | GISSA
W | both | DDS_EXISTING | Construction Type | LB | Lock Bar |  |  | 2019-05-31 | A | GISSA
D | both | DDS_EXISTING | Construction Type | MC | Mandrill Cast |  | 2026 - Changed the initial letter of 'cast' to uppercase in the description. | 2026-04-28 | M | GISSA
W | both | DDS_EXISTING | Construction Type | MC | Mandrill Cast |  |  | 2019-05-31 | A | GISSA
D | both | DDS_EXISTING | Construction Type | PC | Precast |  |  | 2019-05-31 | A | GISSA
W | both | DDS_EXISTING | Construction Type | PC | Precast |  |  | 2019-05-31 | A | GISSA
D | both | DDS_EXISTING | Construction Type | RIV | Riveted |  |  | 2019-05-31 | A | GISSA
W | both | DDS_EXISTING | Construction Type | RIV | Riveted |  |  | 2019-05-31 | A | GISSA
D | both | DDS_EXISTING | Construction Type | S | Seamless |  |  | 2019-05-31 | A | GISSA
W | both | DDS_EXISTING | Construction Type | S | Seamless |  |  | 2019-05-31 | A | GISSA
D | both | DDS_EXISTING | Construction Type | SC | Spun Cast |  |  | 2019-05-31 | A | GISSA
W | both | DDS_EXISTING | Construction Type | SC | Spun Cast |  |  | 2019-05-31 | A | GISSA
D | both | DDS_EXISTING | Construction Type | SeeComment | To be used when a Construction Type is not listed. The new Construction Type is to be listed in the Comments field. |  |  | 2019-05-31 | A | GISSA
B | both | DDS_EXISTING | Control System | AUTO | Automatic |  |  | 2019-05-31 | A | GISSA
B | both | DDS_EXISTING | Control System | MAN | Manual |  |  | 2019-05-31 | A | GISSA
B | both | DDS_EXISTING | Control System | SeeComment | To be used when a Control System is not listed. The new Control System is to be listed in the Comments field. |  |  | 2019-05-31 | A | GISSA
B | both | DDS_EXISTING | Control System | SEMI | Semi-automatic |  |  | 2019-05-31 | A | GISSA
R | both | DDS_EXISTING | Control System Type | AUTO | Automatic |  |  | 2019-05-31 | A | GISSA
R | both | DDS_EXISTING | Control System Type | MAN | Manual |  |  | 2019-05-31 | A | GISSA
R | both | DDS_EXISTING | Control System Type | NA | Not Applicable |  |  | 2019-05-31 | A | GISSA
R | both | DDS_EXISTING | Control System Type | SeeComment | To be used when a Control System Type is not listed. The new Control System Type is to be listed in the Comments field. |  |  | 2019-05-31 | A | GISSA
R | both | DDS_EXISTING | Control System Type | SEMI | Semi-automatic |  |  | 2019-05-31 | A | GISSA
S | both | DDS_EXISTING | Control Type | AUTO | Automatic |  |  | 2019-05-31 | A | GISSA
W | both | DDS_EXISTING | Control Type | AUTO | Automatic |  |  | 2019-05-31 | A | GISSA
S | both | DDS_EXISTING | Control Type | LOCAL | Local |  |  | 2019-05-31 | A | GISSA
W | both | DDS_EXISTING | Control Type | LOCAL | Local |  |  | 2019-05-31 | A | GISSA
S | both | DDS_EXISTING | Control Type | MAN | Manual |  |  | 2019-05-31 | A | GISSA
W | both | DDS_EXISTING | Control Type | MAN | Manual |  |  | 2019-05-31 | A | GISSA
S | both | DDS_EXISTING | Control Type | SCADA | SCADA |  |  | 2019-05-31 | A | GISSA
W | both | DDS_EXISTING | Control Type | SCADA | SCADA |  |  | 2019-05-31 | A | GISSA
S | both | DDS_EXISTING | Control Type | SeeComment | To be used when a Control Type is not listed. The new Control Type is to be listed in the Comments field. |  |  | 2019-05-31 | A | GISSA
W | both | DDS_EXISTING | Control Type | SeeComment | To be used when a Control Type is not listed. The new Control Type is to be listed in the Comments field. |  |  | 2019-05-31 | A | GISSA
S | both | DDS_EXISTING | Control Type | SEMI | Semi-automatic |  |  | 2019-05-31 | A | GISSA
W | both | DDS_EXISTING | Control Type | SEMI | Semi-automatic |  |  | 2019-05-31 | A | GISSA
B | both | DDS_EXISTING | Conveyance System Type | COR | Corridor |  |  | 2019-05-31 | A | GISSA
B | both | DDS_EXISTING | Conveyance System Type | DMB | Dumb Waiter |  |  | 2019-05-31 | A | GISSA
B | both | DDS_EXISTING | Conveyance System Type | HST | Hoist |  |  | 2019-05-31 | A | GISSA
B | both | DDS_EXISTING | Conveyance System Type | LFT | Elevator/Lift |  |  | 2019-05-31 | A | GISSA
B | both | DDS_EXISTING | Conveyance System Type | STW | Stairwell |  |  | 2019-05-31 | A | GISSA
B | both | DDS_EXISTING | Conveyance System Type | WLK | Moving Walkway Moving Sidewalk Escalator Travelator (Travolator, Travellator) |  |  | 2019-05-31 | A | GISSA
B | both | DDS_EXISTING | Conveyance System Use | FREIGHT | Freight |  |  | 2019-05-31 | A | GISSA
B | both | DDS_EXISTING | Conveyance System Use | PASTRNSP | Passenger Transportation |  |  | 2019-05-31 | A | GISSA
O | both | DDS_EXISTING | Deck Material | CONC | Concrete |  |  | 2019-05-31 | A | GISSA
O | both | DDS_EXISTING | Deck Material | IRON | Iron |  |  | 2019-05-31 | A | GISSA
O | both | DDS_EXISTING | Deck Material | SeeComment | To be used when a Deck Material is not listed. The new Deck Material is to be listed in the Comments field. |  |  | 2019-05-31 | A | GISSA
O | both | DDS_EXISTING | Deck Material | TMBR | Timber |  |  | 2019-05-31 | A | GISSA
B | both | DDS_EXISTING | Door Use | CLIMATE | Climate Control |  |  | 2019-05-31 | A | GISSA
B | both | DDS_EXISTING | Door Use | DIS | Access for people with disabilities |  |  | 2019-05-31 | A | GISSA
B | both | DDS_EXISTING | Door Use | EMR | Emergency |  |  | 2019-05-31 | A | GISSA
B | both | DDS_EXISTING | Door Use | FES | Fire Escape |  |  | 2019-05-31 | A | GISSA
B | both | DDS_EXISTING | Door Use | NA | Not Applicable |  |  | 2019-05-31 | A | GISSA
B | both | DDS_EXISTING | Door Use | SEC | Security |  |  | 2019-05-31 | A | GISSA
B | both | DDS_EXISTING | Door Use | SeeComment | To be used when a Door Use is not listed. The new Door Use is to be listed in the Comments field. |  |  | 2019-05-31 | A | GISSA
B | both | DDS_EXISTING | Door Use | SMOKE | Smoke |  |  | 2019-05-31 | A | GISSA
B | both | DDS_EXISTING | Door Use | STD | Standard |  |  | 2019-05-31 | A | GISSA
B | both | DDS_EXISTING | Door Use | TOI | Toilet/Shower |  |  | 2019-05-31 | A | GISSA
B | both | DDS_EXISTING | Door/Window Cover Type | AWN | Awning |  |  | 2019-05-31 | A | GISSA
B | both | DDS_EXISTING | Door/Window Cover Type | BLD | Blinds |  |  | 2019-05-31 | A | GISSA
B | both | DDS_EXISTING | Door/Window Cover Type | CUR | Curtains |  |  | 2019-05-31 | A | GISSA
B | both | DDS_EXISTING | Door/Window Cover Type | FCUR | Fire Curtain |  |  | 2019-05-31 | A | GISSA
B | both | DDS_EXISTING | Door/Window Cover Type | FSC | Fly Screen |  |  | 2019-05-31 | A | GISSA
B | both | DDS_EXISTING | Door/Window Cover Type | FSH | Fire Shutter |  |  | 2019-05-31 | A | GISSA
B | both | DDS_EXISTING | Door/Window Cover Type | NSH | Normal Shutter |  |  | 2019-05-31 | A | GISSA
B | both | DDS_EXISTING | Door/Window Cover Type | SeeComment | To be used when a Door/Window Cover Type is not listed. The new Door/Window Cover Type is to be listed in the Comments field. |  |  | 2019-05-31 | A | GISSA
B | both | DDS_EXISTING | Door/Window Cover Type | SHD | Shade |  |  | 2019-05-31 | A | GISSA
B | both | DDS_EXISTING | Door/Window Cover Type | SSC | Security Screen |  |  | 2019-05-31 | A | GISSA
B | both | DDS_EXISTING | Door/Window Cover Type | TNT | Tinted |  |  | 2019-05-31 | A | GISSA
B | both | DDS_EXISTING | Door/Window Material | AL | Aluminium |  |  | 2019-05-31 | A | GISSA
B | both | DDS_EXISTING | Door/Window Material | BRK | Brick |  |  | 2019-05-31 | A | GISSA
B | both | DDS_EXISTING | Door/Window Material | CONC | Concrete |  |  | 2019-05-31 | A | GISSA
B | both | DDS_EXISTING | Door/Window Material | GLASS | Glass |  |  | 2019-05-31 | A | GISSA
B | both | DDS_EXISTING | Door/Window Material | IRON | Iron |  |  | 2019-05-31 | A | GISSA
B | both | DDS_EXISTING | Door/Window Material | SeeComment | To be used when a Door/Window Material is not listed. The new Door/Window Material is to be listed in the Comments field. |  |  | 2019-05-31 | A | GISSA
B | both | DDS_EXISTING | Door/Window Material | SSTEEL | Stainless Steel |  |  | 2019-05-31 | A | GISSA
B | both | DDS_EXISTING | Door/Window Material | STEEL | Steel |  |  | 2019-05-31 | A | GISSA
B | both | DDS_EXISTING | Door/Window Material | STNE | Stone |  |  | 2019-05-31 | A | GISSA
B | both | DDS_EXISTING | Door/Window Material | WOOD | Wood |  |  | 2019-05-31 | A | GISSA
B | both | DDS_EXISTING | Door/Window Type | FLD | Folding |  |  | 2019-05-31 | A | GISSA
B | both | DDS_EXISTING | Door/Window Type | LIFTING | Lifting |  | 2026 - Changed code from LFT to LIFTING. | 2026-04-28 | M | GISSA
B | both | DDS_EXISTING | Door/Window Type | REV | Revolving |  |  | 2019-05-31 | A | GISSA
B | both | DDS_EXISTING | Door/Window Type | ROL | Roller Sliding |  |  | 2019-05-31 | A | GISSA
B | both | DDS_EXISTING | Door/Window Type | SeeComment | To be used when a Door/Window Type is not listed. The new Door/Window Type is to be listed in the Comments field. |  |  | 2019-05-31 | A | GISSA
B | both | DDS_EXISTING | Door/Window Type | SWN | Swinging |  |  | 2019-05-31 | A | GISSA
D | both | DDS_EXISTING | Drain Liner Material | CLAY | Clay |  |  | 2019-05-31 | A | GISSA
D | both | DDS_EXISTING | Drain Liner Material | CLRK | Clay and Rock |  |  | 2019-05-31 | A | GISSA
D | both | DDS_EXISTING | Drain Liner Material | CLSN | Clayey Sand |  |  | 2019-05-31 | A | GISSA
D | both | DDS_EXISTING | Drain Liner Material | CR | Crushed Rock |  |  | 2019-05-31 | A | GISSA
D | both | DDS_EXISTING | Drain Liner Material | LS | Limestone |  |  | 2019-05-31 | A | GISSA
D | both | DDS_EXISTING | Drain Liner Material | PAM | Polyamide |  |  | 2019-05-31 | A | GISSA
D | both | DDS_EXISTING | Drain Liner Material | PE | Polyethylene |  |  | 2019-05-31 | A | GISSA
D | both | DDS_EXISTING | Drain Liner Material | POLY | Polyester |  |  | 2019-05-31 | A | GISSA
D | both | DDS_EXISTING | Drain Liner Material | PP | Polypropylene |  |  | 2019-05-31 | A | GISSA
D | both | DDS_EXISTING | Drain Liner Material | PVC | Polyvinyl chloride |  |  | 2019-05-31 | A | GISSA
D | both | DDS_EXISTING | Drain Liner Material | RCK | Rock |  |  | 2019-06-17 | A | GISSA
D | both | DDS_EXISTING | Drain Liner Material | SeeComment | To be used when a Drain Liner Material is not listed. The new Drain Liner Material is to be listed in the Comments field. |  |  | 2019-05-31 | A | GISSA
O | both | DDS_EXISTING | Drainage Mechanism | NA | Not Applicable |  |  | 2019-05-31 | A | GISSA
O | both | DDS_EXISTING | Drainage Mechanism | POROUS | Porous |  |  | 2019-05-31 | A | GISSA
O | both | DDS_EXISTING | Drainage Mechanism | SUBSOIL | Subsoil |  |  | 2019-05-31 | A | GISSA
O | both | DDS_EXISTING | Drainage Mechanism | WEEP | Weephole |  |  | 2019-05-31 | A | GISSA
S | both | DDS_EXISTING | Drop Type | EXT | External |  |  | 2019-05-31 | A | GISSA
S | both | DDS_EXISTING | Drop Type | INT | Internal |  |  | 2019-05-31 | A | GISSA
S | both | DDS_EXISTING | Drop Type | INTEXT | Internal and External |  |  | 2019-05-31 | A | GISSA
S | both | DDS_EXISTING | Drop Type | NA | Not Applicable |  |  | 2019-05-31 | A | GISSA
R | both | DDS_EXISTING | Earthing Type | EQEARTH | Equipment Earthing |  |  | 2019-05-31 | A | GISSA
R | both | DDS_EXISTING | Earthing Type | NA | Not Applicable |  |  | 2019-05-31 | A | GISSA
R | both | DDS_EXISTING | Earthing Type | NTEARTH | Neutral Earthing |  |  | 2019-05-31 | A | GISSA
R | both | DDS_EXISTING | Earthing Type | SeeComment | To be used when an Earthing Type is not listed. The new Earthing Type is to be listed in the Comments field. |  |  | 2019-05-31 | A | GISSA
S | both | DDS_EXISTING | Electrical Equipment Type | CAB | Cabinet |  |  | 2019-05-31 | A | GISSA
W | both | DDS_EXISTING | Electrical Equipment Type | CAB | Cabinet |  |  | 2019-05-31 | A | GISSA
S | both | DDS_EXISTING | Electrical Equipment Type | CONT | Controller |  |  | 2019-05-31 | A | GISSA
W | both | DDS_EXISTING | Electrical Equipment Type | CONT | Controller |  |  | 2019-05-31 | A | GISSA
S | both | DDS_EXISTING | Electrical Equipment Type | CONTP | Control panel |  |  | 2019-05-31 | A | GISSA
W | both | DDS_EXISTING | Electrical Equipment Type | CONTP | Control panel |  |  | 2019-05-31 | A | GISSA
S | both | DDS_EXISTING | Electrical Equipment Type | DRV | Drive |  |  | 2019-05-31 | A | GISSA
W | both | DDS_EXISTING | Electrical Equipment Type | DRV | Drive |  |  | 2019-05-31 | A | GISSA
B | both | DDS_EXISTING | Electrical Equipment Type | EBAC | Building Automation/Energy Controller |  |  | 2019-05-31 | A | GISSA
B | both | DDS_EXISTING | Electrical Equipment Type | EELS | Emergency Lights |  |  | 2019-05-31 | A | GISSA
B | both | DDS_EXISTING | Electrical Equipment Type | EEXT | External Lighting |  |  | 2019-05-31 | A | GISSA
B | both | DDS_EXISTING | Electrical Equipment Type | EFTK | Fuel Tank |  |  | 2019-05-31 | A | GISSA
B | both | DDS_EXISTING | Electrical Equipment Type | EGEN | General Lighting |  |  | 2019-05-31 | A | GISSA
B | both | DDS_EXISTING | Electrical Equipment Type | EGSB | Generator Set - Batteries |  | Added code. | 2019-05-31 | A | GISSA
S | both | DDS_EXISTING | Electrical Equipment Type | EGSB | Generator Set - Batteries |  | Added code. | 2019-05-31 | A | GISSA
W | both | DDS_EXISTING | Electrical Equipment Type | EGSB | Generator Set - Batteries |  | Added code. | 2023-11-07 | A | GISSA
B | both | DDS_EXISTING | Electrical Equipment Type | EGSE | Generator Set - Engine |  |  | 2019-05-31 | A | GISSA
B | both | DDS_EXISTING | Electrical Equipment Type | EIDB | Internal Distribution Board |  |  | 2019-05-31 | A | GISSA
B | both | DDS_EXISTING | Electrical Equipment Type | EL | Lighting without Surge Reduction Filter |  |  | 2019-05-31 | A | GISSA
B | both | DDS_EXISTING | Electrical Equipment Type | ELRF | Lighting & Surge Reduction Filter |  |  | 2019-05-31 | A | GISSA
B | both | DDS_EXISTING | Electrical Equipment Type | EMBX | Meter Box |  |  | 2019-05-31 | A | GISSA
B | both | DDS_EXISTING | Electrical Equipment Type | EMFB | Main Fuse Box |  |  | 2019-05-31 | A | GISSA
B | both | DDS_EXISTING | Electrical Equipment Type | EMSB | Main Switch Board |  |  | 2019-05-31 | A | GISSA
B | both | DDS_EXISTING | Electrical Equipment Type | EMSS | Mechanical Services Switchboard |  |  | 2019-05-31 | A | GISSA
B | both | DDS_EXISTING | Electrical Equipment Type | EPFL | Power Filter |  |  | 2019-05-31 | A | GISSA
B | both | DDS_EXISTING | Electrical Equipment Type | ERES | Renewable Energy System |  |  | 2019-05-31 | A | GISSA
B | both | DDS_EXISTING | Electrical Equipment Type | ESLT | Security Lights |  |  | 2019-05-31 | A | GISSA
B | both | DDS_EXISTING | Electrical Equipment Type | EUPS | UPS |  |  | 2019-05-31 | A | GISSA
S | both | DDS_EXISTING | Electrical Equipment Type | PUMP | Pump |  |  | 2019-05-31 | A | GISSA
W | both | DDS_EXISTING | Electrical Equipment Type | PUMP | Pump |  |  | 2019-05-31 | A | GISSA
S | both | DDS_EXISTING | Electrical Equipment Type | SeeComment | To be used when an Electrical Equipment Type is not listed. The new Electrical Equipment Type is to be listed in the Comments field. |  |  | 2019-05-31 | A | GISSA
W | both | DDS_EXISTING | Electrical Equipment Type | SeeComment | To be used when an Electrical Equipment Type is not listed. The new Electrical Equipment Type is to be listed in the Comments field. |  |  | 2019-05-31 | A | GISSA
S | both | DDS_EXISTING | Electrical Equipment Type | SUPPLY | Supply |  |  | 2019-05-31 | A | GISSA
W | both | DDS_EXISTING | Electrical Equipment Type | SUPPLY | Supply |  |  | 2019-05-31 | A | GISSA
S | both | DDS_EXISTING | Electrical Equipment Type | SWITCHB | Switchboard |  |  | 2019-05-31 | A | GISSA
W | both | DDS_EXISTING | Electrical Equipment Type | SWITCHB | Switchboard |  |  | 2019-05-31 | A | GISSA
S | both | DDS_EXISTING | Equipment Material | BRASS | Brass |  |  | 2019-05-31 | A | GISSA
W | both | DDS_EXISTING | Equipment Material | BRASS | Brass |  |  | 2019-05-31 | A | GISSA
S | both | DDS_EXISTING | Equipment Material | DI | Ductile Iron |  |  | 2019-05-31 | A | GISSA
W | both | DDS_EXISTING | Equipment Material | DI | Ductile Iron |  |  | 2019-05-31 | A | GISSA
S | both | DDS_EXISTING | Equipment Material | FBE | Fusion Bonded Epoxy |  |  | 2019-05-31 | A | GISSA
W | both | DDS_EXISTING | Equipment Material | FBE | Fusion Bonded Epoxy |  |  | 2019-05-31 | A | GISSA
S | both | DDS_EXISTING | Equipment Material | FBPE | Fusion Bonded PE |  |  | 2019-05-31 | A | GISSA
W | both | DDS_EXISTING | Equipment Material | FBPE | Fusion Bonded PE |  |  | 2019-05-31 | A | GISSA
S | both | DDS_EXISTING | Equipment Material | GWI | Galvanised Wrought Iron (Also known as Galvanised Mild Steel) |  |  | 2019-05-31 | A | GISSA
W | both | DDS_EXISTING | Equipment Material | GWI | Galvanised Wrought Iron (Also known as Galvanised Mild Steel) |  |  | 2019-05-31 | A | GISSA
S | both | DDS_EXISTING | Equipment Material | HAL | Helicore Aluminium |  |  | 2019-05-31 | A | GISSA
W | both | DDS_EXISTING | Equipment Material | HAL | Helicore Aluminium |  |  | 2019-05-31 | A | GISSA
S | both | DDS_EXISTING | Equipment Material | LDPE | Low Density Polyethylene |  |  | 2019-05-31 | A | GISSA
W | both | DDS_EXISTING | Equipment Material | LDPE | Low Density Polyethylene |  |  | 2019-05-31 | A | GISSA
S | both | DDS_EXISTING | Equipment Material | MI | Malleable Iron |  |  | 2019-05-31 | A | GISSA
W | both | DDS_EXISTING | Equipment Material | MI | Malleable Iron |  |  | 2019-05-31 | A | GISSA
S | both | DDS_EXISTING | Equipment Material | MSW | Mild Steel Welded |  |  | 2019-05-31 | A | GISSA
W | both | DDS_EXISTING | Equipment Material | MSW | Mild Steel Welded |  |  | 2019-05-31 | A | GISSA
S | both | DDS_EXISTING | Equipment Material | NA | Not Applicable |  |  | 2019-05-31 | A | GISSA
W | both | DDS_EXISTING | Equipment Material | NA | Not Applicable |  |  | 2019-05-31 | A | GISSA
S | both | DDS_EXISTING | Equipment Material | SeeComment | To be used when a Equipment Material is not listed. The new Equipment Material is to be listed in the Comments field. |  |  | 2019-05-31 | A | GISSA
W | both | DDS_EXISTING | Equipment Material | SeeComment | To be used when a Equipment Material is not listed. The new Equipment Material is to be listed in the Comments field. |  |  | 2019-05-31 | A | GISSA
S | both | DDS_EXISTING | Equipment Material | WI | Wrought Iron |  |  | 2019-05-31 | A | GISSA
W | both | DDS_EXISTING | Equipment Material | WI | Wrought Iron |  |  | 2019-05-31 | A | GISSA
S | both | DDS_EXISTING | Equipment Purpose | COMM | Communication |  |  | 2019-05-31 | A | GISSA
W | both | DDS_EXISTING | Equipment Purpose | COMM | Communication |  |  | 2019-05-31 | A | GISSA
S | both | DDS_EXISTING | Equipment Purpose | DISP | Display |  |  | 2019-05-31 | A | GISSA
W | both | DDS_EXISTING | Equipment Purpose | DISP | Display |  |  | 2019-05-31 | A | GISSA
S | both | DDS_EXISTING | Equipment Purpose | LIGHT | Light |  |  | 2019-05-31 | A | GISSA
W | both | DDS_EXISTING | Equipment Purpose | LIGHT | Light |  |  | 2019-05-31 | A | GISSA
S | both | DDS_EXISTING | Equipment Purpose | MON | Monitor |  |  | 2019-05-31 | A | GISSA
W | both | DDS_EXISTING | Equipment Purpose | MON | Monitor |  |  | 2019-05-31 | A | GISSA
S | both | DDS_EXISTING | Equipment Purpose | POWER | Power |  |  | 2019-05-31 | A | GISSA
W | both | DDS_EXISTING | Equipment Purpose | POWER | Power |  |  | 2019-05-31 | A | GISSA
S | both | DDS_EXISTING | Equipment Purpose | SeeComment | To be used when an Equipment Purpose is not listed. The new Equipment Purpose is to be listed in the Comments field. |  |  | 2019-05-31 | A | GISSA
W | both | DDS_EXISTING | Equipment Purpose | SeeComment | To be used when an Equipment Purpose is not listed. The new Equipment Purpose is to be listed in the Comments field. |  |  | 2019-05-31 | A | GISSA
S | both | DDS_EXISTING | Equipment Purpose | SOUND | Sound |  |  | 2019-05-31 | A | GISSA
W | both | DDS_EXISTING | Equipment Purpose | SOUND | Sound |  |  | 2019-05-31 | A | GISSA
D | both | DDS_EXISTING | External Coating | FBE | Fusion Bonded Epoxy |  | 2026 - Changed the initial letter of 'bonded' to uppercase in the description. | 2026-04-27 | M | GISSA
W | both | DDS_EXISTING | External Coating | FBE | Fusion Bonded Epoxy |  | 2026 - Changed the initial letter of 'bonded' to uppercase in the description. | 2026-04-27 | M | GISSA
D | both | DDS_EXISTING | External Coating | GAL | Galvanised |  |  | 2019-05-31 | A | GISSA
W | both | DDS_EXISTING | External Coating | GAL | Galvanised |  |  | 2019-05-31 | A | GISSA
D | both | DDS_EXISTING | External Coating | PE | Polyethylene |  |  | 2019-05-31 | A | GISSA
W | both | DDS_EXISTING | External Coating | PE | Polyethylene |  |  | 2019-05-31 | A | GISSA
D | both | DDS_EXISTING | External Coating | PAINT | Painted |  | 20260618, Changed code from PNT to PAINT. Changed description to Painted. 2019, Added code. | 2026-06-18 | M | GISSA
W | both | DDS_EXISTING | External Coating | PAINT | Painted |  | 20260618, Changed code from PNT to PAINT. Changed description to Painted. 2019, Added code. | 2026-06-18 | M | GISSA
D | both | DDS_EXISTING | Water Harvesting Device | SeeComment | To be used when a Water Harvesting Device is not listed. The new Water Harvesting Device is to be listed in the Comments field. |  | 2026-10-28: Corrected SeeComment wording from 'External Coating' to 'Water Harvesting Device' to match the codelist. | 2026-10-28 | M | GISSA
W | both | DDS_EXISTING | External Coating | SeeComment | To be used when an External Coating is not listed. The new External Coating is to be listed in the Comments field. |  |  | 2019-05-31 | A | GISSA
D | both | DDS_EXISTING | External Coating | SINTK | Sintakote |  |  | 2019-05-31 | A | GISSA
W | both | DDS_EXISTING | External Coating | SINTK | Sintakote |  |  | 2019-05-31 | A | GISSA
D | both | DDS_EXISTING | External Coating | UNC | Uncoated |  |  | 2019-05-31 | A | GISSA
W | both | DDS_EXISTING | External Coating | UNC | Uncoated |  |  | 2019-05-31 | A | GISSA
O | both | DDS_EXISTING | Face Material | BRK | Brick |  |  | 2019-05-31 | A | GISSA
O | both | DDS_EXISTING | Face Material | FCEM | Fibre Cement Sheets |  |  | 2019-05-31 | A | GISSA
O | both | DDS_EXISTING | Face Material | PSTYB | Polystyrene blocks |  |  | 2019-05-31 | A | GISSA
O | both | DDS_EXISTING | Face Material | SeeComment | To be used when a Face Material is not listed. The new Face Material is to be listed in the Comments field. |  |  | 2019-05-31 | A | GISSA
O | both | DDS_EXISTING | Face Material | STEEL | Steel |  |  | 2019-05-31 | A | GISSA
O | both | DDS_EXISTING | Face Material | TMBR | Timber |  |  | 2019-05-31 | A | GISSA
S | both | DDS_EXISTING | Feature Type | APOINT | Access Point |  |  | 2019-05-31 | A | GISSA
W | both | DDS_EXISTING | Feature Type | APOINT | Access Point |  |  | 2019-05-31 | A | GISSA
S | both | DDS_EXISTING | Feature Type | CEIL | Ceiling |  |  | 2019-05-31 | A | GISSA
W | both | DDS_EXISTING | Feature Type | CEIL | Ceiling |  |  | 2019-05-31 | A | GISSA
S | both | DDS_EXISTING | Feature Type | CONDUIT | Conduit |  |  | 2019-05-31 | A | GISSA
W | both | DDS_EXISTING | Feature Type | CONDUIT | Conduit |  |  | 2019-05-31 | A | GISSA
S | both | DDS_EXISTING | Feature Type | DOOR | Door |  |  | 2019-05-31 | A | GISSA
W | both | DDS_EXISTING | Feature Type | DOOR | Door |  |  | 2019-05-31 | A | GISSA
S | both | DDS_EXISTING | Feature Type | ENDWALL | Endwall |  |  | 2019-05-31 | A | GISSA
W | both | DDS_EXISTING | Feature Type | ENDWALL | Endwall |  |  | 2019-05-31 | A | GISSA
S | both | DDS_EXISTING | Feature Type | FLOOR | Floor |  |  | 2019-05-31 | A | GISSA
W | both | DDS_EXISTING | Feature Type | FLOOR | Floor |  |  | 2019-05-31 | A | GISSA
S | both | DDS_EXISTING | Feature Type | HEADWALL | Headwall |  |  | 2019-05-31 | A | GISSA
W | both | DDS_EXISTING | Feature Type | HEADWALL | Headwall |  |  | 2019-05-31 | A | GISSA
S | both | DDS_EXISTING | Feature Type | LIFT | Lift |  |  | 2019-05-31 | A | GISSA
W | both | DDS_EXISTING | Feature Type | LIFT | Lift |  |  | 2019-05-31 | A | GISSA
S | both | DDS_EXISTING | Feature Type | MTR | Motor |  |  | 2019-05-31 | A | GISSA
W | both | DDS_EXISTING | Feature Type | MTR | Motor |  |  | 2019-05-31 | A | GISSA
S | both | DDS_EXISTING | Feature Type | PIPE | Pipe |  |  | 2019-05-31 | A | GISSA
W | both | DDS_EXISTING | Feature Type | PIPE | Pipe |  |  | 2019-05-31 | A | GISSA
S | both | DDS_EXISTING | Feature Type | PUMP | Pump |  |  | 2019-05-31 | A | GISSA
W | both | DDS_EXISTING | Feature Type | PUMP | Pump |  |  | 2019-05-31 | A | GISSA
S | both | DDS_EXISTING | Feature Type | ROOF | Roof |  |  | 2019-05-31 | A | GISSA
W | both | DDS_EXISTING | Feature Type | ROOF | Roof |  |  | 2019-05-31 | A | GISSA
S | both | DDS_EXISTING | Feature Type | SeeComment | To be used when a Feature Type is not listed. The new Feature Type is to be listed in the Comments field. |  |  | 2019-05-31 | A | GISSA
W | both | DDS_EXISTING | Feature Type | SeeComment | To be used when a Feature Type is not listed. The new Feature Type is to be listed in the Comments field. |  |  | 2019-05-31 | A | GISSA
S | both | DDS_EXISTING | Feature Type | VALVE | Valve |  |  | 2019-05-31 | A | GISSA
W | both | DDS_EXISTING | Feature Type | VALVE | Valve |  |  | 2019-05-31 | A | GISSA
S | both | DDS_EXISTING | Feature Type | WINDOW | Window |  |  | 2019-05-31 | A | GISSA
W | both | DDS_EXISTING | Feature Type | WINDOW | Window |  |  | 2019-05-31 | A | GISSA
O | both | DDS_EXISTING | Fence/Wall Purpose | AGRI | Agriculture |  |  | 2019-05-31 | A | GISSA
O | both | DDS_EXISTING | Fence/Wall Purpose | PERIM | Perimeter |  |  | 2019-05-31 | A | GISSA
O | both | DDS_EXISTING | Fence/Wall Purpose | PRIV | Privacy |  |  | 2019-05-31 | A | GISSA
O | Removed | DDS_EXISTING | Fence/Wall Purpose | RETN |  |  | Removed to match PDF. | 2023-11-22 | R | GISSA
O | both | DDS_EXISTING | Fence/Wall Purpose | SEC | Security | May also be refered to as a Garrison | 20260511 - Changed entry to include 'Garrison'. | 2026-05-11 | M | GISSA
O | both | DDS_EXISTING | Fence/Wall Purpose | SeeComment | To be used when a Fence/Wall Purpose is not listed. The new Fence/Wall Purpose is to be listed in the Comments field. |  |  | 2019-05-31 | A | GISSA
O | both | DDS_EXISTING | Fence/Wall Type | BLLDS | Bollards |  |  | 2019-05-31 | A | GISSA
O | both | DDS_EXISTING | Fence/Wall Type | ELEC | Electric |  |  | 2019-05-31 | A | GISSA
O | both | DDS_EXISTING | Fence/Wall Type | LTTC | Lattice |  |  | 2019-05-31 | A | GISSA
O | both | DDS_EXISTING | Fence/Wall Type | PCKT | Picket |  |  | 2019-05-31 | A | GISSA
O | both | DDS_EXISTING | Fence/Wall Type | RAIL | Rail |  |  | 2019-05-31 | A | GISSA
O | both | DDS_EXISTING | Fence/Wall Type | SeeComment | To be used when a Fence/Wall Type is not listed. The new Fence/Wall Type is to be listed in the Comments field. |  |  | 2019-05-31 | A | GISSA
O | both | DDS_EXISTING | Fence/Wall/Gate Material | BRK | Brick |  |  | 2019-05-31 | A | GISSA
O | both | DDS_EXISTING | Fence/Wall/Gate Material | FCEM | Fibre Cement Sheets |  |  | 2019-05-31 | A | GISSA
O | both | DDS_EXISTING | Fence/Wall/Gate Material | LSBLOCK | Limestone Block |  |  | 2019-05-31 | A | GISSA
O | both | DDS_EXISTING | Fence/Wall/Gate Material | LSROCK | Limestone Rock |  |  | 2019-05-31 | A | GISSA
O | both | DDS_EXISTING | Fence/Wall/Gate Material | NA | Not Applicable |  |  | 2019-05-31 | A | GISSA
O | both | DDS_EXISTING | Fence/Wall/Gate Material | PSTYB | Polystyrene blocks |  |  | 2019-05-31 | A | GISSA
O | both | DDS_EXISTING | Fence/Wall/Gate Material | STEEL | Steel |  |  | 2019-05-31 | A | GISSA
O | both | DDS_EXISTING | Fence/Wall/Gate Material | TMBR | Timber |  |  | 2019-05-31 | A | GISSA
O | both | DDS_EXISTING | Fence/Wall/Gate Material | WI | Wrought Iron |  |  | 2019-05-31 | A | GISSA
O | both | DDS_EXISTING | Fence/Wall/Gate Material | WOOD | Wood |  |  | 2019-05-31 | A | GISSA
D | both | DDS_EXISTING | Filling Method | NA | Not Applicable |  |  | 2019-05-31 | A | GISSA
D | both | DDS_EXISTING | Filling Method | NETWORK | Stormwater network by gravity |  |  | 2019-05-31 | A | GISSA
D | both | DDS_EXISTING | Filling Method | PUMPOS | Pumping from other source |  |  | 2019-05-31 | A | GISSA
D | both | DDS_EXISTING | Filling Method | RUNOFF | From Roof runoff |  |  | 2019-05-31 | A | GISSA
D | both | DDS_EXISTING | Filling Method | SeeComment | To be used when a Filling Method is not listed. The new Filling Method is to be listed in the Comments field. |  |  | 2019-05-31 | A | GISSA
D | both | DDS_EXISTING | Filter / Drainage Material | COARSESND | Coarse Sand |  | 2026 - Changed description from Coarse Sand (new code) to Coarse Sand. | 2026-04-28 | M | GISSA
D | both | DDS_EXISTING | Filter / Drainage Material | CR | Crushed Rock |  |  | 2019-05-31 | A | GISSA
D | both | DDS_EXISTING | Filter / Drainage Material | FINEGR | Fine Gravel |  | 2026 - Changed description from Fine Gravel (new code) to Fine Gravel. | 2026-04-28 | M | GISSA
D | both | DDS_EXISTING | Filter / Drainage Material | GRVL | Gravel |  |  | 2019-05-31 | A | GISSA
D | both | DDS_EXISTING | Filter / Drainage Material | NA | Not Applicable |  |  | 2019-05-31 | A | GISSA
D | both | DDS_EXISTING | Filter / Drainage Material | SACL | Sandy Clay |  |  | 2019-05-31 | A | GISSA
D | both | DDS_EXISTING | Filter / Drainage Material | SAND | Sand |  |  | 2019-05-31 | A | GISSA
D | both | DDS_EXISTING | Filter / Drainage Material | SANDYLM | Sandy Loam |  | 2026 - Changed description from Sandy Loam (new code) to Sandy Loam. | 2026-04-29 | M | GISSA
D | both | DDS_EXISTING | Filter / Drainage Material | SNGR | Sandy Gravel |  |  | 2019-05-31 | A | GISSA
S | both | DDS_EXISTING | Filter Type | CLSCR | Coalescer |  |  | 2019-05-31 | A | GISSA
W | both | DDS_EXISTING | Filter Type | CLSCR | Coalescer |  |  | 2019-05-31 | A | GISSA
S | both | DDS_EXISTING | Filter Type | DCSN | Debris control screen |  |  | 2019-05-31 | A | GISSA
W | both | DDS_EXISTING | Filter Type | DCSN | Debris control screen |  |  | 2019-05-31 | A | GISSA
S | both | DDS_EXISTING | Filter Type | FBED | Filter Bed |  |  | 2019-05-31 | A | GISSA
W | both | DDS_EXISTING | Filter Type | FBED | Filter Bed |  |  | 2019-05-31 | A | GISSA
S | both | DDS_EXISTING | Filter Type | FLTP | Flat panel |  |  | 2019-05-31 | A | GISSA
W | both | DDS_EXISTING | Filter Type | FLTP | Flat panel |  |  | 2019-05-31 | A | GISSA
S | both | DDS_EXISTING | Filter Type | SeeComment | To be used when a Filter Type is not listed. The new Filter Type is to be listed in the Comments field. |  |  | 2019-05-31 | A | GISSA
W | both | DDS_EXISTING | Filter Type | SeeComment | To be used when a Filter Type is not listed. The new Filter Type is to be listed in the Comments field. |  |  | 2019-05-31 | A | GISSA
S | both | DDS_EXISTING | Filter Type | UPFL | Upflow |  |  | 2019-05-31 | A | GISSA
W | both | DDS_EXISTING | Filter Type | UPFL | Upflow |  |  | 2019-05-31 | A | GISSA
R | both | DDS_EXISTING | Finishing Material | CONCR | Concrete Render |  |  | 2019-05-31 | A | GISSA
R | both | DDS_EXISTING | Finishing Material | GAL | Galvanised |  |  | 2019-05-31 | A | GISSA
R | both | DDS_EXISTING | Finishing Material | GLZ | Glazing |  |  | 2019-05-31 | A | GISSA
R | both | DDS_EXISTING | Finishing Material | LAM | Laminate |  |  | 2019-05-31 | A | GISSA
R | both | DDS_EXISTING | Finishing Material | PLAS | Plaster |  |  | 2019-05-31 | A | GISSA
R | both | DDS_EXISTING | Finishing Material | PAINT | Painted |  | 20260618, Changed code from PNT to PAINT. Changed description to Painted. 2019, Added code. | 2026-06-18 | M | GISSA
R | both | DDS_EXISTING | Finishing Material | POLISH | Polish |  |  | 2019-05-31 | A | GISSA
R | both | DDS_EXISTING | Finishing Material | SeeComment | To be used when a Finishing Material is not listed. The new Finishing Material is to be listed in the Comments field. |  |  | 2019-05-31 | A | GISSA
R | both | DDS_EXISTING | Finishing Material | STEEL | Steel |  |  | 2019-05-31 | A | GISSA
R | both | DDS_EXISTING | Finishing Material | STGLASS | Stained Glass |  |  | 2019-05-31 | A | GISSA
R | both | DDS_EXISTING | Finishing Material | TILE | Tile |  |  | 2019-05-31 | A | GISSA
B | both | DDS_EXISTING | Fire Protection Equipment Type | FALR | Fire Alarm |  |  | 2019-05-31 | A | GISSA
B | both | DDS_EXISTING | Fire Protection Equipment Type | FBLN | Fire Blanket |  |  | 2019-05-31 | A | GISSA
B | both | DDS_EXISTING | Fire Protection Equipment Type | FCAB | Fire Cabinet |  |  | 2019-05-31 | A | GISSA
B | both | DDS_EXISTING | Fire Protection Equipment Type | FCUR | Fire Curtain |  |  | 2019-05-31 | A | GISSA
B | both | DDS_EXISTING | Fire Protection Equipment Type | FEWP | EWIS Panel |  |  | 2019-05-31 | A | GISSA
B | both | DDS_EXISTING | Fire Protection Equipment Type | FEXT | Fire Extinguisher |  |  | 2019-05-31 | A | GISSA
B | both | DDS_EXISTING | Fire Protection Equipment Type | FHDT | Heat Detector |  |  | 2019-05-31 | A | GISSA
B | both | DDS_EXISTING | Fire Protection Equipment Type | FHRL | Fire Hose Reel |  |  | 2019-05-31 | A | GISSA
B | both | DDS_EXISTING | Fire Protection Equipment Type | FHYD | Fire Hydrant |  |  | 2019-05-31 | A | GISSA
B | both | DDS_EXISTING | Fire Protection Equipment Type | FPMP | Fire Pump |  |  | 2019-05-31 | A | GISSA
B | both | DDS_EXISTING | Fire Protection Equipment Type | FSDT | Smoke Detector |  |  | 2019-05-31 | A | GISSA
B | both | DDS_EXISTING | Fire Protection Equipment Type | FSPH | Sprinkler Head |  |  | 2019-05-31 | A | GISSA
B | both | DDS_EXISTING | Fire Protection Equipment Type | SeeComment | To be used when a Fire Protection Equipment Type is not listed. The new Fire Protection Equipment Type is to be listed in the Comments field. |  |  | 2019-05-31 | A | GISSA
S | both | DDS_EXISTING | Fitting Type | BEND11.25 | 11.25 Degree Bend |  | Changed description by replacing the degree symbol (°) with 'Degree'. | 2022-11-09 | M | GISSA
W | both | DDS_EXISTING | Fitting Type | BEND11.25 | 11.25 Degree Bend |  | Changed description by replacing the degree symbol (°) with 'Degree'. | 2022-11-09 | M | GISSA
S | both | DDS_EXISTING | Fitting Type | BEND22.5 | 22.5 Degree Bend |  | Changed description by replacing the degree symbol (°) with 'Degree'. | 2022-11-09 | M | GISSA
W | both | DDS_EXISTING | Fitting Type | BEND22.5 | 22.5 Degree Bend |  | Changed description by replacing the degree symbol (°) with 'Degree'. | 2022-11-09 | M | GISSA
S | both | DDS_EXISTING | Fitting Type | BEND45 | 45 Degree Bend |  | Changed description by replacing the degree symbol (°) with 'Degree'. | 2022-11-09 | M | GISSA
W | both | DDS_EXISTING | Fitting Type | BEND45 | 45 Degree Bend |  | Changed description by replacing the degree symbol (°) with 'Degree'. | 2022-11-09 | M | GISSA
S | both | DDS_EXISTING | Fitting Type | BEND90 | 90 Degree Bend |  | Changed description by replacing the degree symbol (°) with 'Degree'. | 2022-11-09 | M | GISSA
W | both | DDS_EXISTING | Fitting Type | BEND90 | 90 Degree Bend |  | Changed description by replacing the degree symbol (°) with 'Degree'. | 2022-11-09 | M | GISSA
W | both | DDS_EXISTING | Fitting Type | BYP | Bypass |  |  | 2019-05-31 | A | GISSA
W | both | DDS_EXISTING | Fitting Type | CHLOR | Chlorination Point |  |  | 2019-05-31 | A | GISSA
W | both | DDS_EXISTING | Fitting Type | CROSS | Cross Joint |  |  | 2019-05-31 | A | GISSA
S | both | DDS_EXISTING | Fitting Type | CRS | Cross |  |  | 2019-05-31 | A | GISSA
W | both | DDS_EXISTING | Fitting Type | DEC | Dead End Cap |  |  | 2019-05-31 | A | GISSA
W | both | DDS_EXISTING | Fitting Type | DISMANTL | Dismantling Joint |  |  | 2019-05-31 | A | GISSA
S | both | DDS_EXISTING | Fitting Type | EP | End of Pipe / Dead End / Blank End |  | 2026 - Changed description from End Cap / End of Pipe / Blank End to End of Pipe / Dead End / Blank End. | 2026-04-27 | M | GISSA
W | both | DDS_EXISTING | Fitting Type | EP | End of Pipe / Dead End / Blank End |  | 2026 - Changed description from End Cap / End of Pipe / Blank End to End of Pipe / Dead End / Blank End. | 2026-04-27 | M | GISSA
W | both | DDS_EXISTING | Fitting Type | EXPAN | Expansion Joint |  |  | 2019-05-31 | A | GISSA
S | both | DDS_EXISTING | Fitting Type | FCN | Flexible Connector |  |  | 2019-05-31 | A | GISSA
W | both | DDS_EXISTING | Fitting Type | FLANGE | Flange |  |  | 2019-05-31 | A | GISSA
W | both | DDS_EXISTING | Fitting Type | FLPT | Flushing Point |  |  | 2019-05-31 | A | GISSA
S | both | DDS_EXISTING | Fitting Type | GIBJ | Gibault Joint |  |  | 2019-05-31 | A | GISSA
W | both | DDS_EXISTING | Fitting Type | GIBJ | Gibault Joint |  |  | 2019-05-31 | A | GISSA
W | both | DDS_EXISTING | Fitting Type | HC | House Cock |  |  | 2019-05-31 | A | GISSA
W | both | DDS_EXISTING | Fitting Type | JOINT | Normal Joint |  |  | 2019-05-31 | A | GISSA
S | both | DDS_EXISTING | Fitting Type | METP | Meter Point |  |  | 2019-05-31 | A | GISSA
W | both | DDS_EXISTING | Fitting Type | MTAP | Main Tap [AS 5488 - 2013 Component] |  |  | 2019-05-31 | A | GISSA
S | both | DDS_EXISTING | Fitting Type | REDCR | Reducer |  |  | 2019-05-31 | A | GISSA
W | both | DDS_EXISTING | Fitting Type | REDCR | Reducer |  |  | 2019-05-31 | A | GISSA
W | both | DDS_EXISTING | Fitting Type | SCOUR | Scour |  |  | 2019-05-31 | A | GISSA
S | both | DDS_EXISTING | Fitting Type | SeeComment | To be used when a Fitting Type is not listed. The new Fitting Type is to be listed in the Comments field. |  |  | 2019-05-31 | A | GISSA
W | both | DDS_EXISTING | Fitting Type | SeeComment | To be used when a Fitting Type is not listed. The new Fitting Type is to be listed in the Comments field. |  |  | 2019-05-31 | A | GISSA
W | both | DDS_EXISTING | Fitting Type | STANDP | Stand Pipe |  | 2026 - Changed code from STDP to STANDP. | 2026-04-30 | M | GISSA
W | both | DDS_EXISTING | Fitting Type | STRAIN | Strainer |  |  | 2019-05-31 | A | GISSA
W | both | DDS_EXISTING | Fitting Type | SWB | Swabbing Point |  |  | 2019-05-31 | A | GISSA
W | both | DDS_EXISTING | Fitting Type | TAPER | Taper |  |  | 2019-05-31 | A | GISSA
W | both | DDS_EXISTING | Fitting Type | TAPP | Tapping Arm |  |  | 2019-05-31 | A | GISSA
W | both | DDS_EXISTING | Fitting Type | TAPRC | Tap-Recycled [AS 5488 - 2013 Component] |  |  | 2019-05-31 | A | GISSA
S | both | DDS_EXISTING | Fitting Type | TEE | Tee Junction |  |  | 2019-05-31 | A | GISSA
W | both | DDS_EXISTING | Fitting Type | TEE | Tee Junction |  |  | 2019-05-31 | A | GISSA
W | both | DDS_EXISTING | Fitting Type | WASH | Wash Out Bend |  |  | 2019-05-31 | A | GISSA
S | both | DDS_EXISTING | Fitting Type | WYE | Wye Joint |  |  | 2019-05-31 | A | GISSA
W | both | DDS_EXISTING | Fitting Type | WYE | Wye Joint |  |  | 2019-05-31 | A | GISSA
B | both | DDS_EXISTING | Fixtures & Fittings | BED | Bed |  |  | 2019-05-31 | A | GISSA
B | both | DDS_EXISTING | Fixtures & Fittings | BENCH | Bench |  |  | 2019-05-31 | A | GISSA
B | both | DDS_EXISTING | Fixtures & Fittings | DESK | Desk |  |  | 2019-05-31 | A | GISSA
B | both | DDS_EXISTING | Fixtures & Fittings | FURN | Furniture |  |  | 2019-05-31 | A | GISSA
B | both | DDS_EXISTING | Fixtures & Fittings | LOCKER | Locker |  |  | 2019-05-31 | A | GISSA
B | both | DDS_EXISTING | Fixtures & Fittings | SCRN | Screen |  |  | 2019-05-31 | A | GISSA
B | both | DDS_EXISTING | Fixtures & Fittings | SeeComment | To be used when a Fixture or Fitting is not listed. The new Fixture or Fitting is to be listed in the Comments field. |  |  | 2019-05-31 | A | GISSA
B | both | DDS_EXISTING | Fixtures & Fittings | SHELF | Shelf |  |  | 2019-05-31 | A | GISSA
B | both | DDS_EXISTING | Fixtures & Fittings | VANITY | Kitchen Vanity unit |  |  | 2019-05-31 | A | GISSA
B | both | DDS_EXISTING | Fixtures & Fittings | WALLCAB | Wall Cabinet |  |  | 2019-05-31 | A | GISSA
B | both | DDS_EXISTING | Fixtures & Fittings | WRKSTN | Workstation |  |  | 2019-05-31 | A | GISSA
B | both | DDS_EXISTING | Floor Material | BRK | Brick |  |  | 2019-05-31 | A | GISSA
B | both | DDS_EXISTING | Floor Material | CARP | Carpet |  |  | 2019-05-31 | A | GISSA
B | both | DDS_EXISTING | Floor Material | CBOARD | Chipboard |  |  | 2019-05-31 | A | GISSA
B | both | DDS_EXISTING | Floor Material | CERAMIC | Ceramic Tiles |  |  | 2019-05-31 | A | GISSA
B | both | DDS_EXISTING | Floor Material | CONC | Concrete |  |  | 2019-05-31 | A | GISSA
B | both | DDS_EXISTING | Floor Material | MARBLE | Marble |  |  | 2019-05-31 | A | GISSA
B | both | DDS_EXISTING | Floor Material | MASON | Masonite |  |  | 2019-05-31 | A | GISSA
B | both | DDS_EXISTING | Floor Material | NA | Not Applicable |  |  | 2019-05-31 | A | GISSA
B | both | DDS_EXISTING | Floor Material | STNE | Stone |  |  | 2019-05-31 | A | GISSA
B | both | DDS_EXISTING | Floor Material | TIMBR | Timber |  | 2026 - Changed description from Timber Floorboards to Timber. | 2026-04-29 | M | GISSA
B | both | DDS_EXISTING | Floor Material | VINYL | Vinyl |  |  | 2019-05-31 | A | GISSA
R | both | DDS_EXISTING | Foundation Material | CLAY | Clay |  |  | 2019-05-31 | A | GISSA
R | both | DDS_EXISTING | Foundation Material | CONC | Concrete |  |  | 2019-05-31 | A | GISSA
R | both | DDS_EXISTING | Foundation Material | SeeComment | To be used when a Foundation Material is not listed. The new Foundation Material is to be listed in the Comments field. |  |  | 2019-05-31 | A | GISSA
B | both | DDS_EXISTING | Foundation Type | INDF | Individual footing |  |  | 2019-05-31 | A | GISSA
R | both | DDS_EXISTING | Foundation Type | INDF | Individual footing |  |  | 2019-05-31 | A | GISSA
R | both | DDS_EXISTING | Foundation Type | MFOUND | Mat foundation |  |  | 2019-05-31 | A | GISSA
B | both | DDS_EXISTING | Foundation Type | PILE | Piling |  |  | 2019-05-31 | A | GISSA
R | both | DDS_EXISTING | Foundation Type | PILE | Piling |  |  | 2019-05-31 | A | GISSA
B | both | DDS_EXISTING | Foundation Type | SeeComment | To be used when a Foundation Type is not listed. The new Foundation Type is to be listed in the Comments field. |  |  | 2019-05-31 | A | GISSA
R | both | DDS_EXISTING | Foundation Type | SeeComment | To be used when a Foundation Type is not listed. The new Foundation Type is to be listed in the Comments field. |  |  | 2019-05-31 | A | GISSA
B | both | DDS_EXISTING | Foundation Type | SLAB | Concrete Slab |  |  | 2019-05-31 | A | GISSA
B | both | DDS_EXISTING | Foundation Type | STRF | Strip footing |  |  | 2019-05-31 | A | GISSA
R | both | DDS_EXISTING | Foundation Type | STRF | Strip footing |  |  | 2019-05-31 | A | GISSA
B | both | DDS_EXISTING | Foundation Type | STUMPS | Stumps |  |  | 2019-05-31 | A | GISSA
B | both | DDS_EXISTING | Frame Material | AL | Aluminium |  |  | 2019-05-31 | A | GISSA
B | both | DDS_EXISTING | Frame Material | CMPST | Composite |  |  | 2019-05-31 | A | GISSA
B | both | DDS_EXISTING | Frame Material | FIBRE | Fibreglass |  |  | 2019-05-31 | A | GISSA
B | Removed | DDS_EXISTING | Frame Material | ICONC |  |  | Removed code. | 2021-06-01 | R | GISSA
B | both | DDS_EXISTING | Frame Material | PSTYB | Polystyrene Blocks |  |  | 2019-05-31 | A | GISSA
B | both | DDS_EXISTING | Frame Material | PVC | Polyvinyl chloride |  |  | 2019-05-31 | A | GISSA
B | both | DDS_EXISTING | Frame Material | SeeComment | To be used when a Frame Material is not listed. The new Frame Material is to be listed in the Comments field. |  |  | 2019-05-31 | A | GISSA
B | both | DDS_EXISTING | Frame Material | STEEL | Steel |  |  | 2019-05-31 | A | GISSA
B | both | DDS_EXISTING | Frame Material | TMBR | Timber |  |  | 2019-05-31 | A | GISSA
B | both | DDS_EXISTING | Frame Material | VINYL | Vinyl |  |  | 2019-05-31 | A | GISSA
B | both | DDS_EXISTING | Frame Material | WOOD | Wood |  |  | 2019-05-31 | A | GISSA
S | both | DDS_EXISTING | Fuel Type | DIES | Diesel |  |  | 2019-05-31 | A | GISSA
W | both | DDS_EXISTING | Fuel Type | DIES | Diesel |  |  | 2019-05-31 | A | GISSA
S | both | DDS_EXISTING | Fuel Type | ELEC | Electricity |  |  | 2019-05-31 | A | GISSA
W | both | DDS_EXISTING | Fuel Type | ELEC | Electricity |  |  | 2019-05-31 | A | GISSA
S | both | DDS_EXISTING | Fuel Type | GAS | Gas |  |  | 2019-05-31 | A | GISSA
W | both | DDS_EXISTING | Fuel Type | GAS | Gas |  |  | 2019-05-31 | A | GISSA
S | both | DDS_EXISTING | Fuel Type | OIL | Oil |  |  | 2019-05-31 | A | GISSA
W | both | DDS_EXISTING | Fuel Type | OIL | Oil |  |  | 2019-05-31 | A | GISSA
S | both | DDS_EXISTING | Fuel Type | PETROL | Petrol |  |  | 2019-05-31 | A | GISSA
W | both | DDS_EXISTING | Fuel Type | PETROL | Petrol |  |  | 2019-05-31 | A | GISSA
S | both | DDS_EXISTING | Fuel Type | SeeComment | To be used when a Fuel Type is not listed. The new Fuel Type is to be listed in the Comments field. |  |  | 2019-05-31 | A | GISSA
W | both | DDS_EXISTING | Fuel Type | SeeComment | To be used when a Fuel Type is not listed. The new Fuel Type is to be listed in the Comments field. |  |  | 2019-05-31 | A | GISSA
S | both | DDS_EXISTING | Fuel Type | SFUEL | Solid Fuel |  |  | 2019-05-31 | A | GISSA
W | both | DDS_EXISTING | Fuel Type | SFUEL | Solid Fuel |  |  | 2019-05-31 | A | GISSA
O | both | DDS_EXISTING | Gate Types | AUTO | Automatic |  | 2026 - Changed description from Automated to Automatic. | 2026-04-27 | M | GISSA
O | both | DDS_EXISTING | Gate Types | BOOM | Boom |  |  | 2019-05-31 | A | GISSA
O | both | DDS_EXISTING | Gate Types | BUMP | Bump |  |  | 2019-05-31 | A | GISSA
O | both | DDS_EXISTING | Gate Types | CAV | Cavaletti |  |  | 2019-05-31 | A | GISSA
O | both | DDS_EXISTING | Gate Types | DOB | Double |  |  | 2019-05-31 | A | GISSA
O | both | DDS_EXISTING | Gate Types | KISS | Kissing |  |  | 2019-05-31 | A | GISSA
O | both | DDS_EXISTING | Gate Types | SeeComment | To be used when a Gate Type is not listed. The new Gate Type is to be listed in the Comments field. |  |  | 2019-05-31 | A | GISSA
O | both | DDS_EXISTING | Gate Types | SLID | Sliding |  |  | 2019-05-31 | A | GISSA
O | both | DDS_EXISTING | Gate Types | SLPRL | Slip Rail |  |  | 2019-05-31 | A | GISSA
O | both | DDS_EXISTING | Gate Types | SNG | Single |  |  | 2019-05-31 | A | GISSA
O | both | DDS_EXISTING | Gate Types | TURN | Turnstile |  |  | 2019-05-31 | A | GISSA
B | both | DDS_EXISTING | Gender | FEMALE | Female |  |  | 2019-05-31 | A | GISSA
B | both | DDS_EXISTING | Gender | MALE | Male |  |  | 2019-05-31 | A | GISSA
B | both | DDS_EXISTING | Gender | NA | Not Applicable |  |  | 2019-05-31 | A | GISSA
B | both | DDS_EXISTING | Gender | UNI | Unisex |  |  | 2019-05-31 | A | GISSA
D | both | DDS_EXISTING | Geofabric/Transition Material | COARSESND | Coarse Sand |  |  | 2019-05-31 | A | GISSA
D | both | DDS_EXISTING | Geofabric/Transition Material | CR | Crushed Rock |  |  | 2019-05-31 | A | GISSA
D | both | DDS_EXISTING | Geofabric/Transition Material | FINEGR | Fine Gravel |  |  | 2019-05-31 | A | GISSA
D | both | DDS_EXISTING | Geofabric/Transition Material | GRVL | Gravel |  |  | 2019-05-31 | A | GISSA
D | both | DDS_EXISTING | Geofabric/Transition Material | NA | Not Applicable |  |  | 2019-05-31 | A | GISSA
D | both | DDS_EXISTING | Geofabric/Transition Material | PAM | Polyamide |  |  | 2019-05-31 | A | GISSA
D | both | DDS_EXISTING | Geofabric/Transition Material | PE | Polyethylene |  |  | 2019-05-31 | A | GISSA
D | both | DDS_EXISTING | Geofabric/Transition Material | POLY | Polyester |  |  | 2019-05-31 | A | GISSA
D | both | DDS_EXISTING | Geofabric/Transition Material | PP | Polypropylene |  |  | 2019-05-31 | A | GISSA
D | both | DDS_EXISTING | Geofabric/Transition Material | PVC | Polyvinyl chloride |  |  | 2019-05-31 | A | GISSA
D | both | DDS_EXISTING | Geofabric/Transition Material | SACL | Sandy Clay |  |  | 2019-05-31 | A | GISSA
D | both | DDS_EXISTING | Geofabric/Transition Material | SAND | Sand |  |  | 2019-05-31 | A | GISSA
D | both | DDS_EXISTING | Geofabric/Transition Material | SANDYLM | Sandy Loam |  |  | 2019-05-31 | A | GISSA
D | both | DDS_EXISTING | Geofabric/Transition Material | SNGR | Sandy Gravel |  |  | 2019-05-31 | A | GISSA
D | both | DDS_EXISTING | Geofabric/Transition Material | ROCK | Rock Lining |  |  | 2022-12-06 | M | GISSA
S | both | DDS_EXISTING | Ground Soil Type | BAS | Basalt |  |  | 2019-05-31 | A | GISSA
W | both | DDS_EXISTING | Ground Soil Type | BAS | Basalt |  |  | 2019-05-31 | A | GISSA
S | both | DDS_EXISTING | Ground Soil Type | CLAY | Clay |  |  | 2019-05-31 | A | GISSA
W | both | DDS_EXISTING | Ground Soil Type | CLAY | Clay |  |  | 2019-05-31 | A | GISSA
S | both | DDS_EXISTING | Ground Soil Type | CLBS | Clay and Basalt |  |  | 2019-05-31 | A | GISSA
W | both | DDS_EXISTING | Ground Soil Type | CLBS | Clay and Basalt |  |  | 2019-05-31 | A | GISSA
S | both | DDS_EXISTING | Ground Soil Type | CLGR | Clayey Gravel |  |  | 2019-05-31 | A | GISSA
W | both | DDS_EXISTING | Ground Soil Type | CLGR | Clayey Gravel |  |  | 2019-05-31 | A | GISSA
S | both | DDS_EXISTING | Ground Soil Type | CLRK | Clay and Rock |  |  | 2019-05-31 | A | GISSA
W | both | DDS_EXISTING | Ground Soil Type | CLRK | Clay and Rock |  |  | 2019-05-31 | A | GISSA
S | both | DDS_EXISTING | Ground Soil Type | CLSI | Clayey Silt |  |  | 2019-05-31 | A | GISSA
W | both | DDS_EXISTING | Ground Soil Type | CLSI | Clayey Silt |  |  | 2019-05-31 | A | GISSA
S | both | DDS_EXISTING | Ground Soil Type | CLSN | Clayey Sand |  |  | 2019-05-31 | A | GISSA
W | both | DDS_EXISTING | Ground Soil Type | CLSN | Clayey Sand |  |  | 2019-05-31 | A | GISSA
S | both | DDS_EXISTING | Ground Soil Type | CLSTN | Clay and Stone |  |  | 2019-05-31 | A | GISSA
W | both | DDS_EXISTING | Ground Soil Type | CLSTN | Clay and Stone |  |  | 2019-05-31 | A | GISSA
S | both | DDS_EXISTING | Ground Soil Type | COBL | Cobble |  |  | 2019-05-31 | A | GISSA
W | both | DDS_EXISTING | Ground Soil Type | COBL | Cobble |  |  | 2019-05-31 | A | GISSA
S | both | DDS_EXISTING | Ground Soil Type | DACT | Dacite |  |  | 2019-05-31 | A | GISSA
W | both | DDS_EXISTING | Ground Soil Type | DACT | Dacite |  |  | 2019-05-31 | A | GISSA
S | both | DDS_EXISTING | Ground Soil Type | DOL | Dolerite |  |  | 2019-05-31 | A | GISSA
S | both | DDS_EXISTING | Ground Soil Type | FILL | Fill |  |  | 2019-05-31 | A | GISSA
W | both | DDS_EXISTING | Ground Soil Type | FILL | Fill |  |  | 2019-05-31 | A | GISSA
S | both | DDS_EXISTING | Ground Soil Type | GFILL | General Fill |  |  | 2019-05-31 | A | GISSA
W | both | DDS_EXISTING | Ground Soil Type | GFILL | General Fill |  |  | 2019-05-31 | A | GISSA
S | both | DDS_EXISTING | Ground Soil Type | GRCL | Gravely Clay |  |  | 2019-05-31 | A | GISSA
W | both | DDS_EXISTING | Ground Soil Type | GRCL | Gravely Clay |  |  | 2019-05-31 | A | GISSA
S | both | DDS_EXISTING | Ground Soil Type | GRSI | Gravely Silt |  |  | 2019-05-31 | A | GISSA
W | both | DDS_EXISTING | Ground Soil Type | GRSI | Gravely Silt |  |  | 2019-05-31 | A | GISSA
S | both | DDS_EXISTING | Ground Soil Type | GRSN | Gravely Sand |  |  | 2019-05-31 | A | GISSA
W | both | DDS_EXISTING | Ground Soil Type | GRSN | Gravely Sand |  |  | 2019-05-31 | A | GISSA
S | both | DDS_EXISTING | Ground Soil Type | GRT | Granite |  |  | 2019-05-31 | A | GISSA
W | both | DDS_EXISTING | Ground Soil Type | GRT | Granite |  |  | 2019-05-31 | A | GISSA
S | both | DDS_EXISTING | Ground Soil Type | GRVL | Gravel |  |  | 2019-05-31 | A | GISSA
W | both | DDS_EXISTING | Ground Soil Type | GRVL | Gravel |  |  | 2019-05-31 | A | GISSA
S | both | DDS_EXISTING | Ground Soil Type | HNFS | Hornfels |  |  | 2019-05-31 | A | GISSA
W | both | DDS_EXISTING | Ground Soil Type | HNFS | Hornfels |  |  | 2019-05-31 | A | GISSA
S | both | DDS_EXISTING | Ground Soil Type | LOAM | Loam |  |  | 2019-05-31 | A | GISSA
W | both | DDS_EXISTING | Ground Soil Type | LOAM | Loam |  |  | 2019-05-31 | A | GISSA
S | both | DDS_EXISTING | Ground Soil Type | LS | Limestone |  |  | 2019-05-31 | A | GISSA
W | both | DDS_EXISTING | Ground Soil Type | LS | Limestone |  |  | 2019-05-31 | A | GISSA
S | both | DDS_EXISTING | Ground Soil Type | MDSTN | Mudstone |  |  | 2019-05-31 | A | GISSA
W | both | DDS_EXISTING | Ground Soil Type | MDSTN | Mudstone |  |  | 2019-05-31 | A | GISSA
S | both | DDS_EXISTING | Ground Soil Type | RCK | Rock |  |  | 2019-06-17 | A | GISSA
W | both | DDS_EXISTING | Ground Soil Type | RCK | Rock |  |  | 2019-06-17 | A | GISSA
S | both | DDS_EXISTING | Ground Soil Type | SACL | Sandy Clay |  |  | 2019-05-31 | A | GISSA
W | both | DDS_EXISTING | Ground Soil Type | SACL | Sandy Clay |  |  | 2019-05-31 | A | GISSA
S | both | DDS_EXISTING | Ground Soil Type | SAND | Sand |  |  | 2019-05-31 | A | GISSA
W | both | DDS_EXISTING | Ground Soil Type | SAND | Sand |  |  | 2019-05-31 | A | GISSA
S | both | DDS_EXISTING | Ground Soil Type | SASI | Sandy Silt |  |  | 2019-05-31 | A | GISSA
W | both | DDS_EXISTING | Ground Soil Type | SASI | Sandy Silt |  |  | 2019-05-31 | A | GISSA
S | both | DDS_EXISTING | Ground Soil Type | SeeComment | To be used when a Ground Soil Type is not listed. The new Ground Soil Type is to be listed in the Comments field. |  |  | 2019-05-31 | A | GISSA
W | both | DDS_EXISTING | Ground Soil Type | SeeComment | To be used when a Ground Soil Type is not listed. The new Ground Soil Type is to be listed in the Comments field. |  |  | 2019-05-31 | A | GISSA
S | both | DDS_EXISTING | Ground Soil Type | SHAL | Shale |  |  | 2019-05-31 | A | GISSA
W | both | DDS_EXISTING | Ground Soil Type | SHAL | Shale |  |  | 2019-05-31 | A | GISSA
S | both | DDS_EXISTING | Ground Soil Type | SICL | Silty Clay |  |  | 2019-05-31 | A | GISSA
W | both | DDS_EXISTING | Ground Soil Type | SICL | Silty Clay |  |  | 2019-05-31 | A | GISSA
S | both | DDS_EXISTING | Ground Soil Type | SIGR | Silty Gravel |  |  | 2019-05-31 | A | GISSA
W | both | DDS_EXISTING | Ground Soil Type | SIGR | Silty Gravel |  |  | 2019-05-31 | A | GISSA
S | both | DDS_EXISTING | Ground Soil Type | SILT | Silt |  |  | 2019-05-31 | A | GISSA
W | both | DDS_EXISTING | Ground Soil Type | SILT | Silt |  |  | 2019-05-31 | A | GISSA
S | both | DDS_EXISTING | Ground Soil Type | SISN | Silty Sand |  |  | 2019-05-31 | A | GISSA
W | both | DDS_EXISTING | Ground Soil Type | SISN | Silty Sand |  |  | 2019-05-31 | A | GISSA
S | both | DDS_EXISTING | Ground Soil Type | SLST | Siltstone |  |  | 2019-05-31 | A | GISSA
W | both | DDS_EXISTING | Ground Soil Type | SLST | Siltstone |  |  | 2019-05-31 | A | GISSA
S | both | DDS_EXISTING | Ground Soil Type | SNGR | Sandy Gravel |  |  | 2019-05-31 | A | GISSA
W | both | DDS_EXISTING | Ground Soil Type | SNGR | Sandy Gravel |  |  | 2019-05-31 | A | GISSA
S | both | DDS_EXISTING | Ground Soil Type | SNST | Sandstone |  |  | 2019-05-31 | A | GISSA
W | both | DDS_EXISTING | Ground Soil Type | SNST | Sandstone |  |  | 2019-05-31 | A | GISSA
S | both | DDS_EXISTING | Ground Soil Type | SOIL | Soil |  |  | 2019-05-31 | A | GISSA
W | both | DDS_EXISTING | Ground Soil Type | SOIL | Soil |  |  | 2019-05-31 | A | GISSA
S | both | DDS_EXISTING | Ground Soil Type | SSRF | Sandstone and Reef |  |  | 2019-05-31 | A | GISSA
W | both | DDS_EXISTING | Ground Soil Type | SSRF | Sandstone and Reef |  |  | 2019-05-31 | A | GISSA
S | both | DDS_EXISTING | Ground Soil Type | STNE | Stone |  |  | 2019-05-31 | A | GISSA
W | both | DDS_EXISTING | Ground Soil Type | STNE | Stone |  |  | 2019-05-31 | A | GISSA
W | both | DDS_EXISTING | Groundwater Classification | ALAQ | Alluvial aquifer |  |  | 2019-05-31 | A | GISSA
W | both | DDS_EXISTING | Groundwater Classification | COAQ | Coastal aquifer |  |  | 2019-05-31 | A | GISSA
W | both | DDS_EXISTING | Groundwater Classification | FRCK | Fractured rocks |  |  | 2019-05-31 | A | GISSA
W | both | DDS_EXISTING | Groundwater Classification | KRST | Karst |  |  | 2019-05-31 | A | GISSA
W | both | DDS_EXISTING | Groundwater Classification | PALVAL | Palaeovalleys |  |  | 2019-05-31 | A | GISSA
W | both | DDS_EXISTING | Groundwater Classification | SEDBAS | Sediment Basin |  |  | 2019-05-31 | A | GISSA
W | both | DDS_EXISTING | Groundwater Classification | SeeComment | To be used when a Groundwater Classification is not listed. The new Groundwater Classification is to be listed in the Comments field. |  |  | 2019-05-31 | A | GISSA
B | both | DDS_EXISTING | Hardware Type | DBOLT | Deadbolts |  |  | 2019-05-31 | A | GISSA
B | both | DDS_EXISTING | Hardware Type | DBUMP | Door bumper |  |  | 2019-05-31 | A | GISSA
B | both | DDS_EXISTING | Hardware Type | DCLOS | Door closer |  |  | 2019-05-31 | A | GISSA
B | both | DDS_EXISTING | Hardware Type | DKNOB | Door Knob |  |  | 2019-05-31 | A | GISSA
B | both | DDS_EXISTING | Hardware Type | DSTOP | Door stopper |  |  | 2019-05-31 | A | GISSA
B | both | DDS_EXISTING | Hardware Type | ENTLSET | Entry lock set |  |  | 2019-05-31 | A | GISSA
B | both | DDS_EXISTING | Hardware Type | HANDLE | Handle |  |  | 2019-05-31 | A | GISSA
B | both | DDS_EXISTING | Hardware Type | LOCK | Lock |  |  | 2019-05-31 | A | GISSA
B | both | DDS_EXISTING | Hardware Type | LSET | Lock set |  |  | 2019-05-31 | A | GISSA
B | both | DDS_EXISTING | Hardware Type | SeeComment | To be used when a Hardware Type is not listed. The new Hardware Type is to be listed in the Comments field. |  |  | 2019-05-31 | A | GISSA
B | both | DDS_EXISTING | Hardware Type | WCLOS | Window closer |  |  | 2019-05-31 | A | GISSA
D | Removed | DDS_EXISTING | Head/End Wall Type | ASV |  |  | Removed code because it was incorrectly linked to the wrong asset type and was already recorded under Inlet Prot Type. | 2019-05-31 | R | GISSA
D | both | DDS_EXISTING | Head/End Wall Type | ENDWALL | Endwall |  |  | 2019-05-31 | A | GISSA
D | both | DDS_EXISTING | Head/End Wall Type | HEADWALL | Headwall |  |  | 2019-05-31 | A | GISSA
D | Removed | DDS_EXISTING | Head/End Wall Type | NRV |  |  | Removed code because it was incorrectly linked to the wrong asset type and was already recorded under Inlet Prot Type. | 2019-05-31 | R | GISSA
D | Removed | DDS_EXISTING | Head/End Wall Type | OPEN |  |  | Removed code because it was incorrectly linked to the wrong asset type and was already recorded under Inlet Prot Type. | 2019-05-31 | R | GISSA
B | both | DDS_EXISTING | Health & Safety Issues | CONFINED | Confined Spaces |  |  | 2019-05-31 | A | GISSA
R | both | DDS_EXISTING | Health & Safety Issues | CONFINED | Confined Spaces |  |  | 2019-05-31 | A | GISSA
S | both | DDS_EXISTING | Health and Safety Issues | CONFINED | Confined Spaces |  |  | 2019-05-31 | A | GISSA
W | both | DDS_EXISTING | Health and Safety Issues | CONFINED | Confined Spaces |  |  | 2019-05-31 | A | GISSA
B | both | DDS_EXISTING | Health & Safety Issues | ENERG_SRC | Energy Source |  |  | 2019-05-31 | A | GISSA
R | both | DDS_EXISTING | Health & Safety Issues | ENERG_SRC | Energy Source |  |  | 2019-05-31 | A | GISSA
S | both | DDS_EXISTING | Health and Safety Issues | ENERG_SRC | Energy Source |  |  | 2019-05-31 | A | GISSA
W | both | DDS_EXISTING | Health and Safety Issues | ENERG_SRC | Energy Source |  |  | 2019-05-31 | A | GISSA
S | both | DDS_EXISTING | Health and Safety Issues | EXCAVATION | Excavation and Trenching |  |  | 2019-05-31 | A | GISSA
W | both | DDS_EXISTING | Health and Safety Issues | EXCAVATION | Excavation and Trenching |  |  | 2019-05-31 | A | GISSA
B | both | DDS_EXISTING | Health & Safety Issues | FORKLIFTS | Forklifts Operating |  |  | 2019-05-31 | A | GISSA
R | both | DDS_EXISTING | Health & Safety Issues | FORKLIFTS | Forklifts Operating |  |  | 2019-05-31 | A | GISSA
S | both | DDS_EXISTING | Health and Safety Issues | FORKLIFTS | Forklifts Operating |  |  | 2019-05-31 | A | GISSA
W | both | DDS_EXISTING | Health and Safety Issues | FORKLIFTS | Forklifts Operating |  |  | 2019-05-31 | A | GISSA
B | both | DDS_EXISTING | Health & Safety Issues | HAZ_SUB | Hazardous Substances |  |  | 2019-05-31 | A | GISSA
R | both | DDS_EXISTING | Health & Safety Issues | HAZ_SUB | Hazardous Substances |  |  | 2019-05-31 | A | GISSA
S | both | DDS_EXISTING | Health and Safety Issues | HAZ_SUB | Hazardous Substances |  |  | 2019-05-31 | A | GISSA
W | both | DDS_EXISTING | Health and Safety Issues | HAZ_SUB | Hazardous Substances |  |  | 2019-05-31 | A | GISSA
B | both | DDS_EXISTING | Health & Safety Issues | HEIGHT | Working At Height |  |  | 2019-05-31 | A | GISSA
R | both | DDS_EXISTING | Health & Safety Issues | HEIGHT | Working At Height |  |  | 2019-05-31 | A | GISSA
S | both | DDS_EXISTING | Health and Safety Issues | HEIGHT | Working At Height |  |  | 2019-05-31 | A | GISSA
W | both | DDS_EXISTING | Health and Safety Issues | HEIGHT | Working At Height |  |  | 2019-05-31 | A | GISSA
B | both | DDS_EXISTING | Health & Safety Issues | HIGH_VOLT | High Voltage |  |  | 2019-05-31 | A | GISSA
R | both | DDS_EXISTING | Health & Safety Issues | HIGH_VOLT | High Voltage |  |  | 2019-05-31 | A | GISSA
S | both | DDS_EXISTING | Health and Safety Issues | HIGH_VOLT | High Voltage |  |  | 2019-05-31 | A | GISSA
W | both | DDS_EXISTING | Health and Safety Issues | HIGH_VOLT | High Voltage |  |  | 2019-05-31 | A | GISSA
B | both | DDS_EXISTING | Health & Safety Issues | LIFT_EQUIP | Cranes and Lifting Equipment |  |  | 2019-05-31 | A | GISSA
R | both | DDS_EXISTING | Health & Safety Issues | LIFT_EQUIP | Cranes and Lifting Equipment |  |  | 2019-05-31 | A | GISSA
S | both | DDS_EXISTING | Health and Safety Issues | LIFT_EQUIP | Cranes and Lifting Equipment |  |  | 2019-05-31 | A | GISSA
W | both | DDS_EXISTING | Health and Safety Issues | LIFT_EQUIP | Cranes and Lifting Equipment |  |  | 2019-05-31 | A | GISSA
S | both | DDS_EXISTING | Health and Safety Issues | LIVE_TRAF | Live Traffic |  |  | 2019-05-31 | A | GISSA
W | both | DDS_EXISTING | Health and Safety Issues | LIVE_TRAF | Live Traffic |  |  | 2019-05-31 | A | GISSA
B | both | DDS_EXISTING | Health & Safety Issues | NIL | No Requirement |  |  | 2019-05-31 | A | GISSA
R | both | DDS_EXISTING | Health & Safety Issues | NIL | No Requirement |  |  | 2019-05-31 | A | GISSA
S | both | DDS_EXISTING | Health and Safety Issues | NIL | No Requirement |  |  | 2019-05-31 | A | GISSA
W | both | DDS_EXISTING | Health and Safety Issues | NIL | No Requirement |  |  | 2019-05-31 | A | GISSA
S | both | DDS_EXISTING | Health and Safety Issues | PLANT | Mobile Plant |  |  | 2019-05-31 | A | GISSA
W | both | DDS_EXISTING | Health and Safety Issues | PLANT | Mobile Plant |  |  | 2019-05-31 | A | GISSA
B | both | DDS_EXISTING | Health & Safety Issues | POWER_EQ | Power Plant and Equipment |  |  | 2019-05-31 | A | GISSA
R | both | DDS_EXISTING | Health & Safety Issues | POWER_EQ | Power Plant and Equipment |  |  | 2019-05-31 | A | GISSA
S | both | DDS_EXISTING | Health and Safety Issues | POWER_EQ | Power Plant and Equipment |  |  | 2019-05-31 | A | GISSA
W | both | DDS_EXISTING | Health and Safety Issues | POWER_EQ | Power Plant and Equipment |  |  | 2019-05-31 | A | GISSA
B | both | DDS_EXISTING | Health & Safety Issues | RESTRICTED | Restricted Space |  |  | 2019-05-31 | A | GISSA
R | both | DDS_EXISTING | Health & Safety Issues | RESTRICTED | Restricted Space |  |  | 2019-05-31 | A | GISSA
S | both | DDS_EXISTING | Health and Safety Issues | RESTRICTED | Restricted Space |  |  | 2019-05-31 | A | GISSA
W | both | DDS_EXISTING | Health and Safety Issues | RESTRICTED | Restricted Space |  |  | 2019-05-31 | A | GISSA
R | both | DDS_EXISTING | Health & Safety Issues | SeeComment | To be used when a Safety Issue is not listed. The new Safety Issue is to be listed in the Comments field. |  |  | 2019-05-31 | A | GISSA
S | both | DDS_EXISTING | Health and Safety Issues | SeeComment | To be used when a Health and Safety Issue is not listed. The new Health and Safety Issue is to be listed in the Comments field. |  |  | 2019-05-31 | A | GISSA
W | both | DDS_EXISTING | Health and Safety Issues | SeeComment | To be used when a Health and Safety Issue is not listed. The new Health and Safety Issue is to be listed in the Comments field. |  |  | 2019-05-31 | A | GISSA
O | both | DDS_EXISTING | Health and Safety Issues | CONFINED | Confined Spaces |  | 2026 - Changed description from Confined / Restricted Spaces to Confined Spaces. | 2026-04-28 | M | GISSA
O | both | DDS_EXISTING | Health and Safety Issues | ENERG_SRC | Energy Source |  |  | 2019-05-31 | A | GISSA
O | both | DDS_EXISTING | Health and Safety Issues | EXCAVATION | Excavation and Trenching |  |  | 2019-05-31 | A | GISSA
O | both | DDS_EXISTING | Health and Safety Issues | HAZ_SUB | Hazardous Substances |  |  | 2019-05-31 | A | GISSA
O | both | DDS_EXISTING | Health and Safety Issues | HEIGHT | Working At Height |  |  | 2019-05-31 | A | GISSA
O | both | DDS_EXISTING | Health and Safety Issues | HIGH_VOLT | High Voltage |  |  | 2019-05-31 | A | GISSA
O | both | DDS_EXISTING | Health and Safety Issues | NIL | No Requirement |  |  | 2019-05-31 | A | GISSA
O | both | DDS_EXISTING | Health and Safety Issues | POWER_EQ | Power Plant and Equipment |  |  | 2019-05-31 | A | GISSA
R | both | DDS_EXISTING | Housing Type | CAB | Cabinet |  |  | 2019-05-31 | A | GISSA
R | both | DDS_EXISTING | Housing Type | PIT | Pit |  |  | 2019-05-31 | A | GISSA
R | Removed | DDS_EXISTING | Housing Type | POLE | Pole |  | 2026 - Removed POLE from Housing Type. | 2026-04-29 | R | GISSA
R | both | DDS_EXISTING | Housing Type | SeeComment | To be used when a Housing Type is not listed. The new Housing Type is to be listed in the Comments field. |  |  | 2019-05-31 | A | GISSA
R | both | DDS_EXISTING | Housing Type | TUBE | Tube |  |  | 2019-05-31 | A | GISSA
B | both | DDS_EXISTING | HVAC Equipment Type | ACML | Air Compressor - Large |  |  | 2019-05-31 | A | GISSA
B | both | DDS_EXISTING | HVAC Equipment Type | ACMM | Air Compressor - Medium |  |  | 2019-05-31 | A | GISSA
B | both | DDS_EXISTING | HVAC Equipment Type | ACMS | Air Compressor - Small |  |  | 2019-05-31 | A | GISSA
B | both | DDS_EXISTING | HVAC Equipment Type | AHU | Air Handling Unit |  |  | 2019-05-31 | A | GISSA
B | both | DDS_EXISTING | HVAC Equipment Type | AHUF | Air Handling Unit - Fan |  |  | 2019-05-31 | A | GISSA
B | both | DDS_EXISTING | HVAC Equipment Type | AHUH | Air Handling Unit - Humidifier |  |  | 2019-05-31 | A | GISSA
B | both | DDS_EXISTING | HVAC Equipment Type | AHUM | Air Handling Unit - Motor |  |  | 2019-05-31 | A | GISSA
B | both | DDS_EXISTING | HVAC Equipment Type | ASF | Air Supply Fan |  |  | 2019-05-31 | A | GISSA
B | both | DDS_EXISTING | HVAC Equipment Type | BMSCU | Building Management System Control System |  |  | 2019-05-31 | A | GISSA
B | both | DDS_EXISTING | HVAC Equipment Type | CHIE | Chiller - Evaporator |  |  | 2019-05-31 | A | GISSA
B | both | DDS_EXISTING | HVAC Equipment Type | CHIL | Chiller |  |  | 2019-05-31 | A | GISSA
B | both | DDS_EXISTING | HVAC Equipment Type | CNSWF | Condensed Water System Fan & Coil |  |  | 2019-05-31 | A | GISSA
B | both | DDS_EXISTING | HVAC Equipment Type | CNWM | Condensed Water Motor |  |  | 2019-05-31 | A | GISSA
B | both | DDS_EXISTING | HVAC Equipment Type | CNWS | Condensed Water System |  |  | 2019-05-31 | A | GISSA
B | both | DDS_EXISTING | HVAC Equipment Type | CNWT | Condensed Water Tank |  |  | 2019-05-31 | A | GISSA
B | both | DDS_EXISTING | HVAC Equipment Type | COOT | Cooling Tower |  |  | 2019-05-31 | A | GISSA
B | both | DDS_EXISTING | HVAC Equipment Type | CWCDS | Condensed Water Chemical Dosing System |  |  | 2019-05-31 | A | GISSA
B | both | DDS_EXISTING | HVAC Equipment Type | CWM | Chilled Water Motor |  |  | 2019-05-31 | A | GISSA
B | both | DDS_EXISTING | HVAC Equipment Type | CWP | Chilled Water Pump |  |  | 2019-05-31 | A | GISSA
B | both | DDS_EXISTING | HVAC Equipment Type | CWS | Chilled Water System |  |  | 2019-05-31 | A | GISSA
B | both | DDS_EXISTING | HVAC Equipment Type | CWSCF | Chilled Water System Condenser Fan & Coil |  |  | 2019-05-31 | A | GISSA
B | both | DDS_EXISTING | HVAC Equipment Type | CWT | Chilled Water Tank |  |  | 2019-05-31 | A | GISSA
B | both | DDS_EXISTING | HVAC Equipment Type | DAC | Door Air Curtain |  |  | 2019-05-31 | A | GISSA
B | both | DDS_EXISTING | HVAC Equipment Type | DAMP | Damper |  |  | 2019-05-31 | A | GISSA
B | both | DDS_EXISTING | HVAC Equipment Type | DCTN | Ducting |  |  | 2019-05-31 | A | GISSA
B | both | DDS_EXISTING | HVAC Equipment Type | DUCH | Duct Heater |  |  | 2019-05-31 | A | GISSA
B | both | DDS_EXISTING | HVAC Equipment Type | EXHF | Exhaust Fan |  |  | 2019-05-31 | A | GISSA
B | both | DDS_EXISTING | HVAC Equipment Type | EXPT | Expansion Tank |  |  | 2019-05-31 | A | GISSA
B | both | DDS_EXISTING | HVAC Equipment Type | EXTF | Extract Fan |  |  | 2019-05-31 | A | GISSA
B | both | DDS_EXISTING | HVAC Equipment Type | FILT | Filter |  |  | 2019-05-31 | A | GISSA
B | both | DDS_EXISTING | HVAC Equipment Type | FSDM | Fire & Smoke Damper |  |  | 2019-05-31 | A | GISSA
B | both | DDS_EXISTING | HVAC Equipment Type | GASH | Gas Heater |  |  | 2019-05-31 | A | GISSA
B | both | DDS_EXISTING | HVAC Equipment Type | HEAT | Heater |  |  | 2019-05-31 | A | GISSA
B | both | DDS_EXISTING | HVAC Equipment Type | HUMF | Humidifier |  |  | 2019-05-31 | A | GISSA
B | both | DDS_EXISTING | HVAC Equipment Type | INTG | Internal Grills |  |  | 2019-05-31 | A | GISSA
B | both | DDS_EXISTING | HVAC Equipment Type | LSVN | Lift Shaft Ventilator |  |  | 2019-05-31 | A | GISSA
B | both | DDS_EXISTING | HVAC Equipment Type | PACU | Packaged A/C Unit |  |  | 2019-05-31 | A | GISSA
B | both | DDS_EXISTING | HVAC Equipment Type | RACS | Room A/C System |  |  | 2019-05-31 | A | GISSA
B | both | DDS_EXISTING | HVAC Equipment Type | SACU | Split A/C Unit |  |  | 2019-05-31 | A | GISSA
B | both | DDS_EXISTING | HVAC Equipment Type | SeeComment | To be used when a HVAC Equipment Type Issue is not listed. The new HVAC Equipment Type is to be listed in the Comments field. |  |  | 2019-05-31 | A | GISSA
B | both | DDS_EXISTING | HVAC Equipment Type | SPHT | Space Heater |  |  | 2019-05-31 | A | GISSA
B | both | DDS_EXISTING | HVAC Equipment Type | VNFM | Ventilation Fan Motor |  |  | 2019-05-31 | A | GISSA
B | both | DDS_EXISTING | HVAC Equipment Type | VNSY | Ventilation System |  |  | 2019-05-31 | A | GISSA
W | both | DDS_EXISTING | Hydrant Type | DUAL | Dual Pillar |  |  | 2019-05-31 | A | GISSA
W | both | DDS_EXISTING | Hydrant Type | FPDR | Fire Plug-Direct [AS 5488 - 2013 Component] |  |  | 2019-05-31 | A | GISSA
W | both | DDS_EXISTING | Hydrant Type | FPOFF | Fire Plug-Offset [AS 5488 - 2013 Component] |  |  | 2019-05-31 | A | GISSA
W | both | DDS_EXISTING | Hydrant Type | HYDR | Hydrant-Direct [AS 5488 - 2013 Component] |  |  | 2019-05-31 | A | GISSA
W | both | DDS_EXISTING | Hydrant Type | HYOFF | Hydrant-Offset [AS 5488 - 2013 Component] |  |  | 2019-05-31 | A | GISSA
W | both | DDS_EXISTING | Hydrant Type | RECYCLED | Recycled [AS 5488 - 2013 Component] |  |  | 2019-05-31 | A | GISSA
W | both | DDS_EXISTING | Hydrant Type | SeeComment | To be used when a Hydrant Type is not listed. The new Hydrant Type is to be listed in the Comments field. |  |  | 2019-05-31 | A | GISSA
W | both | DDS_EXISTING | Hydrant Type | WODR | Wash Out-Direct |  |  | 2019-05-31 | A | GISSA
W | both | DDS_EXISTING | Hydrant Type | WOOFF | Wash Out-Offset |  |  | 2019-05-31 | A | GISSA
S | both | DDS_EXISTING | Impeller Material | AL | Aluminium |  |  | 2019-05-31 | A | GISSA
W | both | DDS_EXISTING | Impeller Material | AL | Aluminium |  |  | 2019-05-31 | A | GISSA
S | both | DDS_EXISTING | Impeller Material | BRASS | Brass |  |  | 2019-05-31 | A | GISSA
W | both | DDS_EXISTING | Impeller Material | BRASS | Brass |  |  | 2019-05-31 | A | GISSA
S | both | DDS_EXISTING | Impeller Material | BRONZE | Bronze |  |  | 2019-05-31 | A | GISSA
W | both | DDS_EXISTING | Impeller Material | BRONZE | Bronze |  |  | 2019-05-31 | A | GISSA
S | both | DDS_EXISTING | Impeller Material | IRON | Iron |  |  | 2019-05-31 | A | GISSA
W | both | DDS_EXISTING | Impeller Material | IRON | Iron |  |  | 2019-05-31 | A | GISSA
S | both | DDS_EXISTING | Impeller Material | NA | Not Applicable |  |  | 2019-05-31 | A | GISSA
W | both | DDS_EXISTING | Impeller Material | NA | Not Applicable |  |  | 2019-05-31 | A | GISSA
S | both | DDS_EXISTING | Impeller Material | PLASTIC | Plastic |  |  | 2019-05-31 | A | GISSA
W | both | DDS_EXISTING | Impeller Material | PLASTIC | Plastic |  |  | 2019-05-31 | A | GISSA
S | both | DDS_EXISTING | Impeller Material | RUB | Rubber |  |  | 2019-05-31 | A | GISSA
W | both | DDS_EXISTING | Impeller Material | RUB | Rubber |  |  | 2019-05-31 | A | GISSA
S | both | DDS_EXISTING | Impeller Material | SeeComment | To be used when an Impeller Material is not listed. The new Impeller Material is to be listed in the Comments field. |  |  | 2019-05-31 | A | GISSA
W | both | DDS_EXISTING | Impeller Material | SeeComment | To be used when an Impeller Material is not listed. The new Impeller Material is to be listed in the Comments field. |  |  | 2019-05-31 | A | GISSA
S | both | DDS_EXISTING | Impeller Material | STEEL | Steel |  |  | 2019-05-31 | A | GISSA
W | both | DDS_EXISTING | Impeller Material | STEEL | Steel |  |  | 2019-05-31 | A | GISSA
S | both | DDS_EXISTING | Impeller Type | CENSC | Centrifugal screw |  |  | 2019-05-31 | A | GISSA
W | both | DDS_EXISTING | Impeller Type | CENSC | Centrifugal screw |  |  | 2019-05-31 | A | GISSA
S | both | DDS_EXISTING | Impeller Type | CLCH | Closed channel |  |  | 2019-05-31 | A | GISSA
W | both | DDS_EXISTING | Impeller Type | CLCH | Closed channel |  |  | 2019-05-31 | A | GISSA
S | both | DDS_EXISTING | Impeller Type | HHCLCC | High head closed channel |  |  | 2019-05-31 | A | GISSA
W | both | DDS_EXISTING | Impeller Type | HHCLCC | High head closed channel |  |  | 2019-05-31 | A | GISSA
S | both | DDS_EXISTING | Impeller Type | MFLOW | Mixed flow |  |  | 2019-05-31 | A | GISSA
W | both | DDS_EXISTING | Impeller Type | MFLOW | Mixed flow |  |  | 2019-05-31 | A | GISSA
S | both | DDS_EXISTING | Impeller Type | PRPL | Propeller |  |  | 2019-05-31 | A | GISSA
W | both | DDS_EXISTING | Impeller Type | PRPL | Propeller |  |  | 2019-05-31 | A | GISSA
S | both | DDS_EXISTING | Impeller Type | SeeComment | To be used when an Impeller Type is not listed. The new Impeller Type is to be listed in the Comments field. |  |  | 2019-05-31 | A | GISSA
W | both | DDS_EXISTING | Impeller Type | SeeComment | To be used when an Impeller Type is not listed. The new Impeller Type is to be listed in the Comments field. |  |  | 2019-05-31 | A | GISSA
S | both | DDS_EXISTING | Impeller Type | SEMIOP | Semi-open |  |  | 2019-05-31 | A | GISSA
W | both | DDS_EXISTING | Impeller Type | SEMIOP | Semi-open |  |  | 2019-05-31 | A | GISSA
S | both | DDS_EXISTING | Impeller Type | SHRED | Shredder |  |  | 2019-05-31 | A | GISSA
W | both | DDS_EXISTING | Impeller Type | SHRED | Shredder |  |  | 2019-05-31 | A | GISSA
S | both | DDS_EXISTING | Impeller Type | SLUR | Slurry |  |  | 2019-05-31 | A | GISSA
W | both | DDS_EXISTING | Impeller Type | SLUR | Slurry |  |  | 2019-05-31 | A | GISSA
S | both | DDS_EXISTING | Impeller Type | VOR | Vortex |  |  | 2019-05-31 | A | GISSA
W | both | DDS_EXISTING | Impeller Type | VOR | Vortex |  |  | 2019-05-31 | A | GISSA
B | both | DDS_EXISTING | Importance Rating | 1 | Low |  |  | 2019-05-31 | A | GISSA
B | both | DDS_EXISTING | Importance Rating | 2 | Medium Low |  |  | 2019-05-31 | A | GISSA
B | both | DDS_EXISTING | Importance Rating | 3 | Medium |  |  | 2019-05-31 | A | GISSA
B | both | DDS_EXISTING | Importance Rating | 4 | Medium High |  |  | 2019-05-31 | A | GISSA
B | both | DDS_EXISTING | Importance Rating | 5 | High |  |  | 2019-05-31 | A | GISSA
W | both | DDS_EXISTING | Inlet Protection Type | ASV | Automatic shutoff valve |  |  | 2019-05-31 | A | GISSA
W | both | DDS_EXISTING | Inlet Protection Type | NRV | Non-return valve (Reflux) |  | 2026 - Changed description from Non-return valve to Non-return valve (Reflux). | 2026-04-28 | M | GISSA
W | both | DDS_EXISTING | Inlet Protection Type | SeeComment | To be used when an Inlet Protection Type is not listed. The new Inlet Protection Type is to be listed in the Comments field. |  |  | 2019-05-31 | A | GISSA
D | both | DDS_EXISTING | Inlet Protection Type | ASV | Automatic shutoff valve |  | Added code. | 2022-12-06 | A | GISSA
D | both | DDS_EXISTING | Inlet Protection Type | NRV | Non-return valve (Reflux) |  | 2026 - Changed description from Non-return valve to Non-return valve (Reflux). 2021 - Added code. | 2026-04-28 | M | GISSA
D | both | DDS_EXISTING | Inlet Protection Type | SeeComment | To be used when an Inlet Protection Type is not listed. The new Inlet Protection Type is to be listed in the Comments field. |  | Added code. | 2022-02-06 | A | GISSA
S | both | DDS_EXISTING | Instrument Type | ANALYT | Analytical |  |  | 2019-05-31 | A | GISSA
W | both | DDS_EXISTING | Instrument Type | ANALYT | Analytical |  |  | 2019-05-31 | A | GISSA
S | both | DDS_EXISTING | Instrument Type | CONT | Controller |  | 2026 - Changed description from Controllers to Controller. | 2026-04-27 | M | GISSA
W | both | DDS_EXISTING | Instrument Type | CONT | Controller |  | 2026 - Changed description from Controllers to Controller. | 2026-04-27 | M | GISSA
S | both | DDS_EXISTING | Instrument Type | FMET | Flowmeters |  |  | 2019-05-31 | A | GISSA
W | both | DDS_EXISTING | Instrument Type | FMET | Flowmeters |  |  | 2019-05-31 | A | GISSA
S | both | DDS_EXISTING | Instrument Type | LEVEL | Level |  |  | 2019-05-31 | A | GISSA
W | both | DDS_EXISTING | Instrument Type | LEVEL | Level |  |  | 2019-05-31 | A | GISSA
S | both | DDS_EXISTING | Instrument Type | MET | Meters |  |  | 2019-05-31 | A | GISSA
W | both | DDS_EXISTING | Instrument Type | MET | Meters |  |  | 2019-05-31 | A | GISSA
S | both | DDS_EXISTING | Instrument Type | POS | Position |  |  | 2019-05-31 | A | GISSA
W | both | DDS_EXISTING | Instrument Type | POS | Position |  |  | 2019-05-31 | A | GISSA
S | both | DDS_EXISTING | Instrument Type | PRS | Pressure |  |  | 2019-05-31 | A | GISSA
W | both | DDS_EXISTING | Instrument Type | PRS | Pressure |  |  | 2019-05-31 | A | GISSA
S | both | DDS_EXISTING | Instrument Type | RDLV | Radar levels |  |  | 2019-05-31 | A | GISSA
W | both | DDS_EXISTING | Instrument Type | RDLV | Radar levels |  |  | 2019-05-31 | A | GISSA
S | both | DDS_EXISTING | Instrument Type | SeeComment | To be used when an Instrument Type is not listed. The new Instrument Type is to be listed in the Comments field. |  |  | 2019-05-31 | A | GISSA
W | both | DDS_EXISTING | Instrument Type | SeeComment | To be used when an Instrument Type is not listed. The new Instrument Type is to be listed in the Comments field. |  |  | 2019-05-31 | A | GISSA
S | both | DDS_EXISTING | Instrument Type | TEMP | Temperature switch |  |  | 2019-05-31 | A | GISSA
W | both | DDS_EXISTING | Instrument Type | TEMP | Temperature switch |  |  | 2019-05-31 | A | GISSA
S | both | DDS_EXISTING | Instrument Type | TRNSMTR | Transmitters |  |  | 2019-05-31 | A | GISSA
W | both | DDS_EXISTING | Instrument Type | TRNSMTR | Transmitters |  |  | 2019-05-31 | A | GISSA
S | both | DDS_EXISTING | Instrument Type | TRQ | Torque |  |  | 2019-05-31 | A | GISSA
W | both | DDS_EXISTING | Instrument Type | TRQ | Torque |  |  | 2019-05-31 | A | GISSA
S | both | DDS_EXISTING | Instrument Type | VIBR | Vibration |  |  | 2019-05-31 | A | GISSA
W | both | DDS_EXISTING | Instrument Type | VIBR | Vibration |  |  | 2019-05-31 | A | GISSA
S | both | DDS_EXISTING | Instrument Type | WEAT | Weather |  |  | 2019-05-31 | A | GISSA
W | both | DDS_EXISTING | Instrument Type | WEAT | Weather |  |  | 2019-05-31 | A | GISSA
S | both | DDS_EXISTING | Instrument Type | WEIGHT | Weight |  |  | 2019-05-31 | A | GISSA
W | both | DDS_EXISTING | Instrument Type | WEIGHT | Weight |  |  | 2019-05-31 | A | GISSA
O | both | DDS_EXISTING | Irrigation Line Material | AG | AG Drains |  |  | 2023-09-04 | A | GISSA
O | both | DDS_EXISTING | Irrigation Line Material | BKBRT | Black Brute |  |  | 2023-09-04 | A | GISSA
O | both | DDS_EXISTING | Irrigation Line Material | CICL | Cast Iron Cement Lined |  |  | 2019-05-31 | A | GISSA
O | both | DDS_EXISTING | Irrigation Line Material | CLIS | Cement Lined In-Situ |  |  | 2019-05-31 | A | GISSA
O | both | DDS_EXISTING | Irrigation Line Material | CLS | Concrete Lined Steel |  |  | 2019-05-31 | A | GISSA
O | both | DDS_EXISTING | Irrigation Line Material | CLSC | Cement Lined Steel Coat |  |  | 2019-05-31 | A | GISSA
O | both | DDS_EXISTING | Irrigation Line Material | CORR | Corrugated Steel/Aluminium |  |  | 2019-05-31 | A | GISSA
O | both | DDS_EXISTING | Irrigation Line Material | CU | Copper |  |  | 2019-05-31 | A | GISSA
O | both | DDS_EXISTING | Irrigation Line Material | DI | Ductile Iron |  | Added code. | 2019-05-31 | A | GISSA
O | both | DDS_EXISTING | Irrigation Line Material | FIBRE | Fibreglass |  |  | 2019-05-31 | A | GISSA
O | both | DDS_EXISTING | Irrigation Line Material | FRC | Fibre Reinforced Cement Concrete |  | Modified from Fibre Reinforced Cement to Fibre Reinforced Concrete | 2026-10-29 | M | GISSA
O | both | DDS_EXISTING | Irrigation Line Material | FRP | Fibre Reinforced Plastic |  |  | 2019-05-31 | A | GISSA
O | both | DDS_EXISTING | Irrigation Line Material | FSP | Fibre Reinforced Pipe |  |  | 2019-05-31 | A | GISSA
O | both | DDS_EXISTING | Irrigation Line Material | HDPE | High Density PE (PE100) |  |  | 2019-05-31 | A | GISSA
O | both | DDS_EXISTING | Irrigation Line Material | mPVC | Modified Polyvinyl Chloride |  |  | 2019-05-31 | A | GISSA
O | both | DDS_EXISTING | Irrigation Line Material | NA | Not Applicable |  |  | 2019-05-31 | A | GISSA
O | both | DDS_EXISTING | Irrigation Line Material | NYL | Nylon |  |  | 2019-05-31 | A | GISSA
O | both | DDS_EXISTING | Irrigation Line Material | oPVC | Oriented PVC (EG: Blue Brute) |  |  | 2019-05-31 | A | GISSA
O | both | DDS_EXISTING | Irrigation Line Material | PE | Polyethylene |  |  | 2019-05-31 | A | GISSA
O | both | DDS_EXISTING | Irrigation Line Material | PVC | Polyvinyl chloride |  |  | 2019-05-31 | A | GISSA
O | both | DDS_EXISTING | Irrigation Line Material | RCPL | Reinforced Concrete Plastic Lined |  |  | 2019-05-31 | A | GISSA
O | both | DDS_EXISTING | Irrigation Line Material | SeeComment | To be used when a Irrigation Line Material is not listed. The new Irrigation Line Material is to be listed in the Comments field. |  |  | 2019-05-31 | A | GISSA
O | both | DDS_EXISTING | Irrigation Line Material | SSTEEL | Stainless Steel |  |  | 2019-05-31 | A | GISSA
O | both | DDS_EXISTING | Irrigation Line Material | SSTEEL316 | Stainless Steel (grade 316) |  |  | 2019-05-31 | A | GISSA
O | both | DDS_EXISTING | Irrigation Line Material | STEEL | Steel |  |  | 2019-05-31 | A | GISSA
O | both | DDS_EXISTING | Irrigation Line Material | uPVC | Un-plasticised PVC |  |  | 2019-05-31 | A | GISSA
O | both | DDS_EXISTING | Irrigation Point Type | CONT | Controller |  |  | 2019-05-31 | A | GISSA
O | both | DDS_EXISTING | Irrigation Point Type | METER | Meter |  |  | 2019-05-31 | A | GISSA
O | both | DDS_EXISTING | Irrigation Point Type | SATCONT | Satellite Controller |  |  | 2019-05-31 | A | GISSA
O | both | DDS_EXISTING | Irrigation Point Type | SeeComment | To be used when a Irrigation Point Type is not listed. The new Irrigation Point Type is to be listed in the Comments field. |  |  | 2019-05-31 | A | GISSA
O | both | DDS_EXISTING | Irrigation Point Type | SOLENOID | Solenoid |  |  | 2019-05-31 | A | GISSA
O | both | DDS_EXISTING | Irrigation Point Type | VALVE | Valve |  |  | 2019-05-31 | A | GISSA
O | both | DDS_EXISTING | Irrigation Point Type | WEATHERS | Weather Station |  |  | 2019-05-31 | A | GISSA
R | both | DDS_EXISTING | ITS Area Type | ILP | Inductive Loop |  |  | 2019-05-31 | A | GISSA
R | both | DDS_EXISTING | ITS Area Type | SeeComment | To be used when an ITS Area Type is not listed. The new ITS Area Type is to be listed in the Comments field. |  |  | 2019-05-31 | A | GISSA
R | both | DDS_EXISTING | ITS Area Type | STE | ITS Site |  |  | 2019-05-31 | A | GISSA
R | both | DDS_EXISTING | ITS Area Type | WEIGH | Weigh Bridge |  |  | 2019-05-31 | A | GISSA
R | both | DDS_EXISTING | ITS Component Type | CAB | Cabinet |  |  | 2019-05-31 | A | GISSA
R | both | DDS_EXISTING | ITS Component Type | CCTV | CCTV |  |  | 2019-05-31 | A | GISSA
R | both | DDS_EXISTING | ITS Component Type | CONT | Controller |  | 2026 - Changed description from Controllers to Controller. | 2026-04-27 | M | GISSA
R | both | DDS_EXISTING | ITS Component Type | DET | Detectors |  |  | 2019-05-31 | A | GISSA
R | both | DDS_EXISTING | ITS Component Type | EGATE | Electronic Gates |  |  | 2019-05-31 | A | GISSA
R | both | DDS_EXISTING | ITS Component Type | ENV | Environment Systems |  |  | 2019-05-31 | A | GISSA
R | both | DDS_EXISTING | ITS Component Type | ESIGN | Electronic Signs |  |  | 2019-05-31 | A | GISSA
R | both | DDS_EXISTING | ITS Component Type | FIRED | Fire Detection |  |  | 2019-05-31 | A | GISSA
R | both | DDS_EXISTING | ITS Component Type | ICE | Ice Detection System |  |  | 2019-05-31 | A | GISSA
R | both | DDS_EXISTING | ITS Component Type | NA | Not Applicable |  |  | 2019-05-31 | A | GISSA
R | both | DDS_EXISTING | ITS Component Type | PHONE | Emergency Telephone |  |  | 2019-05-31 | A | GISSA
R | both | DDS_EXISTING | ITS Component Type | SeeComment | To be used when an ITS Component Type is not listed. The new ITS Component Type is to be listed in the Comments field. |  |  | 2019-05-31 | A | GISSA
R | both | DDS_EXISTING | ITS Material | AC | Asbestos Cement |  |  | 2019-05-31 | A | GISSA
R | both | DDS_EXISTING | ITS Material | BRASS | Brass |  |  | 2019-05-31 | A | GISSA
R | both | DDS_EXISTING | ITS Material | CU | Copper |  |  | 2019-05-31 | A | GISSA
R | both | DDS_EXISTING | ITS Material | FRC | Fibre Reinforced Cement Concrete |  | Modified from Fibre Reinforced Cement to Fibre Reinforced Concrete | 2026-10-29 | M | GISSA
R | both | DDS_EXISTING | ITS Material | FRP | Fibre Reinforced Plastic |  |  | 2019-05-31 | A | GISSA
R | both | DDS_EXISTING | ITS Material | FSP | Fibre Reinforced Pipe |  |  | 2019-05-31 | A | GISSA
R | both | DDS_EXISTING | ITS Material | NYL | Nylon |  |  | 2019-05-31 | A | GISSA
R | both | DDS_EXISTING | ITS Material | SeeComment | To be used when a Material is not listed. The new Material is to be listed in the Comments field. |  |  | 2019-05-31 | A | GISSA
S | both | DDS_EXISTING | Jointing Method | BAIO | BAIO Flangeless Coupling System |  |  | 2019-05-31 | A | GISSA
W | both | DDS_EXISTING | Jointing Method | BAIO | BAIO Flangeless Coupling System |  |  | 2019-05-31 | A | GISSA
S | both | DDS_EXISTING | Jointing Method | BFJ | Butt Fusion Weld Joint (PE) |  |  | 2019-05-31 | A | GISSA
W | both | DDS_EXISTING | Jointing Method | BFJ | Butt Fusion Weld Joint (PE) |  |  | 2019-05-31 | A | GISSA
D | 2023 | DDS_EXISTING | Jointing Method | BFJ | Butt Fusion Weld Joint (PE) |  | Added codelist and code for 2023. | 2023-09-04 | A | GISSA
S | both | DDS_EXISTING | Jointing Method | BSWJ | Ball and Socket Weld Joint (Steel) |  |  | 2019-05-31 | A | GISSA
W | both | DDS_EXISTING | Jointing Method | BSWJ | Ball and Socket Weld Joint (Steel) |  |  | 2019-05-31 | A | GISSA
S | both | DDS_EXISTING | Jointing Method | BWJ | Butt Weld Joint (Steel) |  |  | 2019-05-31 | A | GISSA
W | both | DDS_EXISTING | Jointing Method | BWJ | Butt Weld Joint (Steel) |  |  | 2019-05-31 | A | GISSA
D | 2023 | DDS_EXISTING | Jointing Method | BWJ | Butt Weld Joint (Steel) |  | Added codelist and code for 2023. | 2023-09-04 | A | GISSA
S | both | DDS_EXISTING | Jointing Method | CJ | Compression Joints |  |  | 2019-05-31 | A | GISSA
W | both | DDS_EXISTING | Jointing Method | CJ | Compression Joints |  |  | 2019-05-31 | A | GISSA
S | both | DDS_EXISTING | Jointing Method | CWJ | Collar Weld Joint |  | 2026 - Changed description from Collar Weld Joint(Steel) to Collar Weld Joint. | 2026-04-27 | M | GISSA
W | both | DDS_EXISTING | Jointing Method | CWJ | Collar Weld Joint |  |  | 2019-05-31 | A | GISSA
D | 2023 | DDS_EXISTING | Jointing Method | CWJ | Collar Weld Joint |  | Added codelist and code for 2023. | 2023-09-04 | A | GISSA
S | both | DDS_EXISTING | Jointing Method | EFJ | Electro fusion Coupling Weld Joint |  |  | 2019-05-31 | A | GISSA
W | both | DDS_EXISTING | Jointing Method | EFJ | Electro fusion Coupling Weld Joint |  | 2026 - Changed description from Electro fusion Coupling Weld Joint (PE, Steel) to Electro fusion Coupling Weld Joint. | 2026-04-27 | M | GISSA
D | 2023 | DDS_EXISTING | Jointing Method | EFJ | Electro fusion Coupling Weld Joint |  | Added codelist and code for 2023. | 2023-09-04 | A | GISSA
S | both | DDS_EXISTING | Jointing Method | FLGFLG | Flange to Flange |  |  | 2019-05-31 | A | GISSA
W | both | DDS_EXISTING | Jointing Method | FLGFLG | Flange to Flange |  |  | 2019-05-31 | A | GISSA
S | both | DDS_EXISTING | Jointing Method | LJ | Lead Joint |  |  | 2019-05-31 | A | GISSA
W | both | DDS_EXISTING | Jointing Method | LJ | Lead Joint |  |  | 2019-05-31 | A | GISSA
S | both | DDS_EXISTING | Jointing Method | MCJ | Mechanical Coupling Joint |  |  | 2019-05-31 | A | GISSA
W | both | DDS_EXISTING | Jointing Method | MCJ | Mechanical Coupling Joint |  |  | 2019-05-31 | A | GISSA
D | 2023 | DDS_EXISTING | Jointing Method | MCJ | Mechanical Coupling Joint |  | Added codelist and code for 2023. | 2023-09-04 | A | GISSA
S | both | DDS_EXISTING | Jointing Method | PF | Push Fit |  |  | 2019-05-31 | A | GISSA
W | both | DDS_EXISTING | Jointing Method | PF | Push Fit |  |  | 2019-05-31 | A | GISSA
S | both | DDS_EXISTING | Jointing Method | PFJ | Polyester Fairing Joint |  |  | 2019-05-31 | A | GISSA
W | both | DDS_EXISTING | Jointing Method | PFJ | Polyester Fairing Joint |  |  | 2019-05-31 | A | GISSA
S | both | DDS_EXISTING | Jointing Method | PJ | Plumbite Joint |  |  | 2019-05-31 | A | GISSA
W | both | DDS_EXISTING | Jointing Method | PJ | Plumbite Joint |  |  | 2019-05-31 | A | GISSA
S | both | DDS_EXISTING | Jointing Method | PUJ | Polyurethane Joint |  |  | 2019-05-31 | A | GISSA
W | both | DDS_EXISTING | Jointing Method | PUJ | Polyurethane Joint |  |  | 2019-05-31 | A | GISSA
S | both | DDS_EXISTING | Jointing Method | RRJ | Rubber Ring Joint |  |  | 2019-05-31 | A | GISSA
W | both | DDS_EXISTING | Jointing Method | RRJ | Rubber Ring Joint |  |  | 2019-05-31 | A | GISSA
D | 2023 | DDS_EXISTING | Jointing Method | RRJ | Rubber Ring Joint |  | Added codelist and code for 2023. | 2023-09-04 | A | GISSA
S | both | DDS_EXISTING | Jointing Method | RRJL | Rubber Ring Joint embedded with metallic locking segments (EG: Tyton-Lok) |  |  | 2019-05-31 | A | GISSA
W | both | DDS_EXISTING | Jointing Method | RRJL | Rubber Ring Joint embedded with metallic locking segments (EG: Tyton-Lok) |  | 2026 - Changed description from Rubber Ring Joint embedded with metallic locking segments to Rubber Ring Joint embedded with metallic locking segments (EG: Tyton-Lok). | 2026-04-29 | M | GISSA
D | 2023 | DDS_EXISTING | Jointing Method | RRJL | Rubber Ring Joint embedded with metallic locking segments (EG: Tyton-Lok) |  | Added codelist and code for 2023. | 2023-09-04 | A | GISSA
S | both | DDS_EXISTING | Jointing Method | SCJ | Solvent Cement Joint |  |  | 2019-05-31 | A | GISSA
D | 2023 | DDS_EXISTING | Jointing Method | SCJ | Solvent Cement Joint |  | Added codelist and code for 2023. | 2023-09-04 | A | GISSA
W | both | DDS_EXISTING | Jointing Method | SCJ | Solvent Cement Joint |  |  | 2019-05-31 | A | GISSA
W | both | DDS_EXISTING | Jointing Method | SeeComment | To be used when a Jointing Method is not listed. The new Jointing Method is to be listed in the Comments field. |  |  | 2019-05-31 | A | GISSA
S | both | DDS_EXISTING | Jointing Method | SeeComment | To be used when a Joint Method is not listed. The new Joint Method is to be listed in the Comments field. |  |  | 2019-05-31 | A | GISSA
D | 2023 | DDS_EXISTING | Jointing Method | SeeComment | To be used when a Jointing Method is not listed. The new Jointing Method is to be listed in the Comments field |  | Added codelist and code for 2023. | 2023-09-04 | A | GISSA
S | both | DDS_EXISTING | Jointing Method | SOCFLG | Socket to Flange |  |  | 2019-05-31 | A | GISSA
W | both | DDS_EXISTING | Jointing Method | SOCFLG | Socket to Flange |  |  | 2019-05-31 | A | GISSA
S | both | DDS_EXISTING | Jointing Method | SOCSOC | Socket to Socket |  |  | 2019-05-31 | A | GISSA
W | both | DDS_EXISTING | Jointing Method | SOCSOC | Socket to Socket |  |  | 2019-05-31 | A | GISSA
S | both | DDS_EXISTING | Jointing Method | SPWJ | Spherical Slip-In Weld Joint (Steel) |  |  | 2019-05-31 | A | GISSA
W | both | DDS_EXISTING | Jointing Method | SPWJ | Spherical Slip-In Weld Joint (Steel) |  |  | 2019-05-31 | A | GISSA
D | 2023 | DDS_EXISTING | Jointing Method | SPWJ | Spherical Slip-In Weld Joint (Steel) |  | Added codelist and code for 2023. | 2023-09-04 | A | GISSA
S | both | DDS_EXISTING | Jointing Method | TL | Tyton Lok |  | Changed description from Lock to Lok. | 2023-09-04 | M | GISSA
W | both | DDS_EXISTING | Jointing Method | TL | Tyton Lok |  | Changed description from Lock to Lok. | 2023-09-04 | M | GISSA
D | 2023 | DDS_EXISTING | Jointing Method | TL | Tyton Lok |  | Added codelist and code for 2023. | 2023-09-04 | A | GISSA
S | both | DDS_EXISTING | Jointing Method | WM | Welded - Metal |  |  | 2019-05-31 | A | GISSA
W | both | DDS_EXISTING | Jointing Method | WM | Welded - Metal |  |  | 2019-05-31 | A | GISSA
O | both | DDS_EXISTING | JPM Feature Type | JETTY | Jetty |  |  | 2019-05-31 | A | GISSA
O | both | DDS_EXISTING | JPM Feature Type | MARINA | Marina |  |  | 2019-05-31 | A | GISSA
O | both | DDS_EXISTING | JPM Feature Type | PIER | Pier |  |  | 2019-05-31 | A | GISSA
O | both | DDS_EXISTING | JPM Feature Type | SeeComment | To be used when a JPM Feature Type is not listed. The new JPM Feature Type is to be listed in the Comments field. |  |  | 2019-05-31 | A | GISSA
R | both | DDS_EXISTING | Kerb Material | ABL | Asphalt - Black |  |  | 2019-05-31 | A | GISSA
R | both | DDS_EXISTING | Kerb Material | ARD | Asphalt - Red |  |  | 2019-05-31 | A | GISSA
R | both | DDS_EXISTING | Kerb Material | BITUMEN | Bitumen |  |  | 2019-05-31 | A | GISSA
R | both | DDS_EXISTING | Kerb Material | BRK | Brick |  |  | 2019-05-31 | A | GISSA
R | both | DDS_EXISTING | Kerb Material | BSTN | Bluestone |  |  | 2019-05-31 | A | GISSA
R | both | DDS_EXISTING | Kerb Material | CCONC | Coloured Concrete |  |  | 2019-05-31 | A | GISSA
R | both | DDS_EXISTING | Kerb Material | CONC | Concrete |  |  | 2019-05-31 | A | GISSA
R | both | DDS_EXISTING | Kerb Material | LSBLOCK | Limestone Block |  |  | 2019-05-31 | A | GISSA
R | both | DDS_EXISTING | Kerb Material | NYL | Nylon |  |  | 2019-05-31 | A | GISSA
R | both | DDS_EXISTING | Kerb Material | RUB | Rubber |  |  | 2019-05-31 | A | GISSA
R | both | DDS_EXISTING | Kerb Material | TMBR | Timber |  |  | 2019-05-31 | A | GISSA
R | both | DDS_EXISTING | Kerb Type | CPK | Car park kerb |  |  | 2019-05-31 | A | GISSA
R | both | DDS_EXISTING | Kerb Type | CSTK | Castellated Kerb |  |  | 2019-05-31 | A | GISSA
R | both | DDS_EXISTING | Kerb Type | DDC | Dish drain/channel |  |  | 2019-05-31 | A | GISSA
R | both | DDS_EXISTING | Kerb Type | EDGE | Edge Strip |  |  | 2019-05-31 | A | GISSA
R | both | DDS_EXISTING | Kerb Type | FK | Flat kerb |  |  | 2019-05-31 | A | GISSA
R | both | DDS_EXISTING | Kerb Type | GKERB | Garden Kerb |  |  | 2019-05-31 | A | GISSA
R | both | DDS_EXISTING | Kerb Type | LK | Layback Kerb & channel |  |  | 2019-05-31 | A | GISSA
R | both | DDS_EXISTING | Kerb Type | MEDGE | Mowing Edge |  |  | 2019-05-31 | A | GISSA
R | both | DDS_EXISTING | Kerb Type | NA | Not Applicable |  |  | 2019-05-31 | A | GISSA
R | both | DDS_EXISTING | Kerb Type | RK | Riley kerb (Used as a lane barrier) |  |  | 2019-05-31 | A | GISSA
R | both | DDS_EXISTING | Kerb Type | RKC | Roll top kerb & channel |  |  | 2019-05-31 | A | GISSA
R | both | DDS_EXISTING | Kerb Type | SBK | Semi-Barrier kerb |  |  | 2019-05-31 | A | GISSA
R | both | DDS_EXISTING | Kerb Type | SBKC | Semi-Barrier kerb & channel |  |  | 2019-05-31 | A | GISSA
R | both | DDS_EXISTING | Kerb Type | SeeComment | To be used when a Kerb Type is not listed. The new Kerb Type is to be listed in the Comments field. |  |  | 2019-05-31 | A | GISSA
R | both | DDS_EXISTING | Kerb Type | SH | Shoulder |  |  | 2019-05-31 | A | GISSA
R | both | DDS_EXISTING | Kerb Type | SK | Separation kerb |  |  | 2019-05-31 | A | GISSA
O | both | DDS_EXISTING | Landscaping Material | ASP | Asphalt |  |  | 2019-05-31 | A | GISSA
O | both | DDS_EXISTING | Landscaping Material | BITUMEN | Bitumen |  |  | 2019-05-31 | A | GISSA
O | both | DDS_EXISTING | Landscaping Material | BOULDER | Boulders |  |  | 2019-05-31 | A | GISSA
O | both | DDS_EXISTING | Landscaping Material | BRK | Brick |  |  | 2019-05-31 | A | GISSA
O | both | DDS_EXISTING | Landscaping Material | CCONC | Coloured Concrete |  |  | 2019-05-31 | A | GISSA
O | both | DDS_EXISTING | Landscaping Material | CLAY | Clay |  |  | 2019-05-31 | A | GISSA
O | both | DDS_EXISTING | Landscaping Material | CLOTH | Cloth |  |  | 2019-05-31 | A | GISSA
O | both | DDS_EXISTING | Landscaping Material | COBS | Cobblestone |  |  | 2019-05-31 | A | GISSA
O | both | DDS_EXISTING | Landscaping Material | CONC | Concrete |  |  | 2019-05-31 | A | GISSA
O | both | DDS_EXISTING | Landscaping Material | GEW | Glazed Earthenware |  |  | 2019-05-31 | A | GISSA
O | both | DDS_EXISTING | Landscaping Material | GGT | Grass Grow Through |  |  | 2019-05-31 | A | GISSA
O | both | DDS_EXISTING | Landscaping Material | GLASS | Glass |  |  | 2019-05-31 | A | GISSA
O | both | DDS_EXISTING | Landscaping Material | GOBI | Gobi Block |  |  | 2019-05-31 | A | GISSA
O | both | DDS_EXISTING | Landscaping Material | GR | Grass |  |  | 2019-05-31 | A | GISSA
O | both | DDS_EXISTING | Landscaping Material | GRVL | Gravel |  |  | 2019-05-31 | A | GISSA
O | both | DDS_EXISTING | Landscaping Material | GSW | Glazed Stoneware |  |  | 2019-05-31 | A | GISSA
O | both | DDS_EXISTING | Landscaping Material | LS | Limestone |  |  | 2019-05-31 | A | GISSA
O | both | DDS_EXISTING | Landscaping Material | METAL | Metal |  |  | 2019-05-31 | A | GISSA
O | both | DDS_EXISTING | Landscaping Material | ORGN | Organic |  |  | 2019-05-31 | A | GISSA
O | both | DDS_EXISTING | Landscaping Material | PAV | Pavers |  |  | 2019-05-31 | A | GISSA
O | both | DDS_EXISTING | Landscaping Material | PERSPEX | PERSPEX |  | 2026 - Changed code from 'PER' to 'PERSPEX'. | 2026-04-29 | M | GISSA
O | both | DDS_EXISTING | Landscaping Type | RCK | Rock |  |  | 2019-06-17 | A | GISSA
O | both | DDS_EXISTING | Landscaping Material | ROKP | Rock Paver |  |  | 2019-05-31 | A | GISSA
O | both | DDS_EXISTING | Landscaping Material | RUB | Rubber |  |  | 2019-05-31 | A | GISSA
O | both | DDS_EXISTING | Landscaping Material | SAND | Sand |  |  | 2019-05-31 | A | GISSA
O | both | DDS_EXISTING | Landscaping Material | SeeComment | To be used when a Landscaping Material is not listed. The new Landscaping Material is to be listed in the Comments field. |  |  | 2019-05-31 | A | GISSA
O | both | DDS_EXISTING | Landscaping Material | SILT | Silt |  |  | 2019-05-31 | A | GISSA
O | both | DDS_EXISTING | Landscaping Material | STNE | Stone |  |  | 2019-05-31 | A | GISSA
O | both | DDS_EXISTING | Landscaping Material | SYNT | Synthetic Turf |  |  | 2019-05-31 | A | GISSA
O | both | DDS_EXISTING | Landscaping Material | TILES | Tiles |  |  | 2019-05-31 | A | GISSA
O | both | DDS_EXISTING | Landscaping Material | TMBR | Timber |  |  | 2019-05-31 | A | GISSA
O | both | DDS_EXISTING | Landscaping Material | WC | Wood Chip |  |  | 2019-05-31 | A | GISSA
O | both | DDS_EXISTING | Landscaping Type | BC | Botanical Collection |  |  | 2019-05-31 | A | GISSA
O | both | DDS_EXISTING | Landscaping Type | BL | Bushlands |  |  | 2019-05-31 | A | GISSA
O | both | DDS_EXISTING | Landscaping Type | CFB | Commercial Forest Block |  |  | 2019-05-31 | A | GISSA
O | both | DDS_EXISTING | Landscaping Type | GB | Garden Bed |  |  | 2019-05-31 | A | GISSA
O | Removed | DDS_EXISTING | Landscaping Type | GE | Garden Edge |  | Moved to Kerb Type. | 2026-05-05 | R | GISSA
O | both | DDS_EXISTING | Landscaping Type | HG | Hedge |  |  | 2019-05-31 | A | GISSA
O | both | DDS_EXISTING | Landscaping Type | HGP | High Profile |  |  | 2019-05-31 | A | GISSA
O | both | DDS_EXISTING | Landscaping Type | HL | Hard Landscaping |  |  | 2019-05-31 | A | GISSA
O | both | DDS_EXISTING | Landscaping Type | HR | Habitat Rehabilitation Area |  |  | 2019-05-31 | A | GISSA
O | both | DDS_EXISTING | Landscaping Type | LA | Lawn Area |  |  | 2019-05-31 | A | GISSA
O | both | DDS_EXISTING | Landscaping Type | LSROCK | Limestone Rock |  |  | 2019-05-31 | A | GISSA
O | both | DDS_EXISTING | Landscaping Type | ML | Man Made Lake |  |  | 2019-05-31 | A | GISSA
O | both | DDS_EXISTING | Landscaping Type | MOS | Mosaics |  |  | 2019-05-31 | A | GISSA
O | both | DDS_EXISTING | Landscaping Type | SeeComment | To be used when a Landscaping Type is not listed. The new Landscaping Type is to be listed in the Comments field. |  |  | 2019-05-31 | A | GISSA
O | both | DDS_EXISTING | Landscaping Type | SFTL | Softfall |  |  | 2019-05-31 | A | GISSA
O | both | DDS_EXISTING | Landscaping Type | SHRB | Shrubs |  |  | 2019-05-31 | A | GISSA
O | both | DDS_EXISTING | Landscaping Type | WF | Water Feature |  |  | 2019-05-31 | A | GISSA
S | both | DDS_EXISTING | Lift Type | CABLE | Cable |  |  | 2019-05-31 | A | GISSA
W | both | DDS_EXISTING | Lift Type | CABLE | Cable |  |  | 2019-05-31 | A | GISSA
S | both | DDS_EXISTING | Lift Type | GRIND | Grinder |  |  | 2019-05-31 | A | GISSA
W | both | DDS_EXISTING | Lift Type | GRIND | Grinder |  |  | 2019-05-31 | A | GISSA
S | both | DDS_EXISTING | Lift Type | HYDRAULIC | Hydraulic |  |  | 2019-05-31 | A | GISSA
W | both | DDS_EXISTING | Lift Type | HYDRAULIC | Hydraulic |  |  | 2019-05-31 | A | GISSA
S | both | DDS_EXISTING | Lift Type | PNEUMATIC | Pneumatic |  |  | 2019-05-31 | A | GISSA
W | both | DDS_EXISTING | Lift Type | PNEUMATIC | Pneumatic |  |  | 2019-05-31 | A | GISSA
S | both | DDS_EXISTING | Lift Type | SeeComment | To be used when a Lift Type is not listed. The new Lift Type is to be listed in the Comments field. |  |  | 2019-05-31 | A | GISSA
W | both | DDS_EXISTING | Lift Type | SeeComment | To be used when a Lift Type is not listed. The new Lift Type is to be listed in the Comments field. |  |  | 2019-05-31 | A | GISSA
S | both | DDS_EXISTING | Lift Type | SHAND | Solid Handling |  |  | 2019-05-31 | A | GISSA
W | both | DDS_EXISTING | Lift Type | SHAND | Solid Handling |  |  | 2019-05-31 | A | GISSA
R | both | DDS_EXISTING | Kerb Type | BOL | Bollard |  |  | 2019-05-31 | A | GISSA
R | both | DDS_EXISTING | Lighting Type | DIR | Directional |  |  | 2019-05-31 | A | GISSA
R | both | DDS_EXISTING | Lighting Type | FEA | Feature |  |  | 2019-05-31 | A | GISSA
R | both | DDS_EXISTING | Lighting Type | NAV | Navigational |  |  | 2019-05-31 | A | GISSA
R | both | DDS_EXISTING | Lighting Type | SeeComment | To be used when a Lighting Type is not listed. The new Lighting Type is to be listed in the Comments field. |  |  | 2019-05-31 | A | GISSA
R | both | DDS_EXISTING | Lighting Type | SOL | Solar |  |  | 2019-05-31 | A | GISSA
R | both | DDS_EXISTING | Lighting Type | SPT | Sport Lighting |  |  | 2019-05-31 | A | GISSA
R | both | DDS_EXISTING | Lighting Type | TWN | Twin Light |  |  | 2019-05-31 | A | GISSA
R | both | DDS_EXISTING | Lighting Type | UPL | Up Light |  |  | 2019-05-31 | A | GISSA
S | both | DDS_EXISTING | Lining Material | ABS | Acrylonitrile Butadiene Styrene |  |  | 2019-05-31 | A | GISSA
W | both | DDS_EXISTING | Lining Material | ABS | Acrylonitrile Butadiene Styrene |  |  | 2019-05-31 | A | GISSA
S | both | DDS_EXISTING | Lining Material | ALS | Aluminium Spray |  |  | 2019-05-31 | A | GISSA
W | both | DDS_EXISTING | Lining Material | ALS | Aluminium Spray |  |  | 2019-05-31 | A | GISSA
S | both | DDS_EXISTING | Lining Material | AS | Asbestos |  |  | 2019-05-31 | A | GISSA
W | both | DDS_EXISTING | Lining Material | AS | Asbestos |  |  | 2019-05-31 | A | GISSA
S | both | DDS_EXISTING | Lining Material | BITP | Bitumen Paint |  |  | 2019-05-31 | A | GISSA
W | both | DDS_EXISTING | Lining Material | BITP | Bitumen Paint |  |  | 2019-05-31 | A | GISSA
S | both | DDS_EXISTING | Lining Material | BRK | Brick |  |  | 2019-05-31 | A | GISSA
W | both | DDS_EXISTING | Lining Material | BRK | Brick |  |  | 2019-05-31 | A | GISSA
S | both | DDS_EXISTING | Lining Material | CADP | Cadmium Plated |  |  | 2019-05-31 | A | GISSA
W | both | DDS_EXISTING | Lining Material | CADP | Cadmium Plated |  |  | 2019-05-31 | A | GISSA
S | both | DDS_EXISTING | Lining Material | CML | Cement Mortar Lining |  |  | 2019-05-31 | A | GISSA
W | both | DDS_EXISTING | Lining Material | CML | Cement Mortar Lining |  |  | 2019-05-31 | A | GISSA
S | both | DDS_EXISTING | Lining Material | CMSL | Cement Mortar Spun Lining |  |  | 2019-05-31 | A | GISSA
W | both | DDS_EXISTING | Lining Material | CMSL | Cement Mortar Spun Lining |  |  | 2019-05-31 | A | GISSA
S | both | DDS_EXISTING | Lining Material | CTEW | Coal Tar Enamel & Wrapped |  |  | 2019-05-31 | A | GISSA
W | both | DDS_EXISTING | Lining Material | CTEW | Coal Tar Enamel & Wrapped |  |  | 2019-05-31 | A | GISSA
S | both | DDS_EXISTING | Lining Material | CU | Copper |  |  | 2019-05-31 | A | GISSA
W | both | DDS_EXISTING | Lining Material | CU | Copper |  |  | 2019-05-31 | A | GISSA
S | both | DDS_EXISTING | Lining Material | EEN | Epoxy Enamel |  |  | 2019-05-31 | A | GISSA
W | both | DDS_EXISTING | Lining Material | EEN | Epoxy Enamel |  |  | 2019-05-31 | A | GISSA
S | both | DDS_EXISTING | Lining Material | EN | Enamel |  |  | 2019-05-31 | A | GISSA
W | both | DDS_EXISTING | Lining Material | EN | Enamel |  |  | 2019-05-31 | A | GISSA
S | both | DDS_EXISTING | Lining Material | FRP | Fibre Reinforced Plastic |  |  | 2019-05-31 | A | GISSA
W | both | DDS_EXISTING | Lining Material | FRP | Fibre Reinforced Plastic |  |  | 2019-05-31 | A | GISSA
S | both | DDS_EXISTING | Lining Material | GAL | Galvanised |  |  | 2019-05-31 | A | GISSA
W | both | DDS_EXISTING | Lining Material | GAL | Galvanised |  |  | 2019-05-31 | A | GISSA
S | both | DDS_EXISTING | Lining Material | GFBR | Glass Fibre |  |  | 2019-05-31 | A | GISSA
W | both | DDS_EXISTING | Lining Material | GFBR | Glass Fibre |  |  | 2019-05-31 | A | GISSA
S | both | DDS_EXISTING | Lining Material | GRER | Glass Reinforced Epoxy Resin |  |  | 2019-05-31 | A | GISSA
W | both | DDS_EXISTING | Lining Material | GRER | Glass Reinforced Epoxy Resin |  |  | 2019-05-31 | A | GISSA
S | both | DDS_EXISTING | Lining Material | GRP | Glass Reinforced Plastic |  |  | 2019-05-31 | A | GISSA
W | both | DDS_EXISTING | Lining Material | GRP | Glass Reinforced Plastic |  |  | 2019-05-31 | A | GISSA
S | both | DDS_EXISTING | Lining Material | GUNN | Gunnite |  |  | 2019-05-31 | A | GISSA
W | both | DDS_EXISTING | Lining Material | GUNN | Gunnite |  |  | 2019-05-31 | A | GISSA
W | both | DDS_EXISTING | Lining Material | NA | Not Applicable |  |  | 2019-05-31 | A | GISSA
S | both | DDS_EXISTING | Lining Material | PE | Polyethylene |  |  | 2019-05-31 | A | GISSA
W | both | DDS_EXISTING | Lining Material | PE | Polyethylene |  |  | 2019-05-31 | A | GISSA
S | both | DDS_EXISTING | Lining Material | PLHS | Plastic Heat Shrink Sleeve |  |  | 2019-05-31 | A | GISSA
W | both | DDS_EXISTING | Lining Material | PLHS | Plastic Heat Shrink Sleeve |  |  | 2019-05-31 | A | GISSA
S | both | DDS_EXISTING | Lining Material | PSTY | Polystyrene |  |  | 2019-05-31 | A | GISSA
W | both | DDS_EXISTING | Lining Material | PSTY | Polystyrene |  |  | 2019-05-31 | A | GISSA
S | both | DDS_EXISTING | Lining Material | PVCP | PVC - Plastalon |  |  | 2019-05-31 | A | GISSA
W | both | DDS_EXISTING | Lining Material | PVCP | PVC - Plastalon |  |  | 2019-05-31 | A | GISSA
S | both | DDS_EXISTING | Lining Material | PVCS | PVC - Sintakote |  | 2026 - Changed description from PVC - Sintacote to PVC - Sintakote. | 2026-04-29 | M | GISSA
W | both | DDS_EXISTING | Lining Material | PVCS | PVC - Sintakote |  | 2026 - Changed description from PVC - Sintacote to PVC - Sintakote. | 2026-04-29 | M | GISSA
S | both | DDS_EXISTING | Lining Material | SeeComment | To be used when a Lining Material is not listed. The new Lining Material is to be listed in the Comments field. |  |  | 2019-05-31 | A | GISSA
W | both | DDS_EXISTING | Lining Material | SeeComment | To be used when a Lining Material is not listed. The new Lining Material is to be listed in the Comments field. |  |  | 2019-05-31 | A | GISSA
S | both | DDS_EXISTING | Lining Material | TILE | Tile |  |  | 2019-05-31 | A | GISSA
W | both | DDS_EXISTING | Lining Material | TILE | Tile |  |  | 2019-05-31 | A | GISSA
S | both | DDS_EXISTING | Lining Material | uPVC | Un-plasticised PVC |  |  | 2019-05-31 | A | GISSA
W | both | DDS_EXISTING | Lining Material | uPVC | Un-plasticised PVC |  |  | 2019-05-31 | A | GISSA
S | both | DDS_EXISTING | Lining Material | ZNP | Zinc Plate |  |  | 2019-05-31 | A | GISSA
W | both | DDS_EXISTING | Lining Material | ZNP | Zinc Plate |  |  | 2019-05-31 | A | GISSA
S | both | DDS_EXISTING | Lining Material | ZNS | Zinc Spray |  |  | 2019-05-31 | A | GISSA
W | both | DDS_EXISTING | Lining Material | ZNS | Zinc Spray |  |  | 2019-05-31 | A | GISSA
R | both | DDS_EXISTING | Luminaire Type | FLRSC | Fluorescent |  |  | 2019-05-31 | A | GISSA
R | both | DDS_EXISTING | Luminaire Type | HID | High-intensity discharge |  |  | 2019-05-31 | A | GISSA
R | both | DDS_EXISTING | Luminaire Type | INCAN | Incandescent Lighting |  |  | 2019-05-31 | A | GISSA
R | both | DDS_EXISTING | Luminaire Type | LED | Light-emitting diode |  |  | 2019-05-31 | A | GISSA
R | both | DDS_EXISTING | Luminaire Type | NA | Not Applicable |  |  | 2019-05-31 | A | GISSA
R | both | DDS_EXISTING | Luminaire Type | SeeComment | To be used when a Luminaire Type is not listed. The new Luminaire Type is to be listed in the Comments field. |  |  | 2019-05-31 | A | GISSA
B | both | DDS_EXISTING | Material - Equipment | AL | Aluminium |  |  | 2019-05-31 | A | GISSA
B | both | DDS_EXISTING | Material - Equipment | BRASS | Brass |  |  | 2019-05-31 | A | GISSA
B | both | DDS_EXISTING | Material - Equipment | DI | Ductile Iron |  |  | 2019-05-31 | A | GISSA
B | both | DDS_EXISTING | Material - Equipment | GLASS | Glass |  |  | 2019-05-31 | A | GISSA
B | both | DDS_EXISTING | Material - Equipment | GWI | Galvanised Wrought Iron (Also known as Galvanised Mild Steel) |  |  | 2019-05-31 | A | GISSA
B | both | DDS_EXISTING | Material - Equipment | LDPE | Low Density Polyethylene |  |  | 2019-05-31 | A | GISSA
B | both | DDS_EXISTING | Material - Equipment | MI | Malleable Iron |  |  | 2019-05-31 | A | GISSA
B | both | DDS_EXISTING | Material - Equipment | MSW | Mild Steel Welded |  |  | 2019-05-31 | A | GISSA
B | both | DDS_EXISTING | Material - Equipment | SeeComment | To be used when a Material Equipement Type is not listed. The new Material Equipment Type is to be listed in the Comments field. |  |  | 2019-05-31 | A | GISSA
B | both | DDS_EXISTING | Material - Equipment | WI | Wrought Iron |  |  | 2019-05-31 | A | GISSA
B | both | DDS_EXISTING | Material - Finish | GAL | Galvanised |  |  | 2019-05-31 | A | GISSA
B | both | DDS_EXISTING | Material - Finish | GLZ | Glazing |  |  | 2019-05-31 | A | GISSA
B | both | DDS_EXISTING | Material - Finish | LAM | Laminate |  |  | 2019-05-31 | A | GISSA
B | both | DDS_EXISTING | Material - Finish | PLAS | Plaster |  |  | 2019-05-31 | A | GISSA
B | both | DDS_EXISTING | Material - Finish | PAINT | Painted |  | 20260618, Changed code from PNT to PAINT. Changed description to Painted. 2019, Added code. | 2026-06-18 | M | GISSA
B | both | DDS_EXISTING | Material - Finish | POLISH | Polish |  |  | 2019-05-31 | A | GISSA
B | both | DDS_EXISTING | Material - Finish | SeeComment | To be used when a Material Finish Type is not listed. The new Material Finish Type is to be listed in the Comments field. |  |  | 2019-05-31 | A | GISSA
B | both | DDS_EXISTING | Material - Finish | STEEL | Steel |  |  | 2019-05-31 | A | GISSA
B | both | DDS_EXISTING | Material - Finish | STGLASS | Stained Glass |  |  | 2019-05-31 | A | GISSA
B | both | DDS_EXISTING | Material - Finish | TILE | Tile |  |  | 2019-05-31 | A | GISSA
B | both | DDS_EXISTING | Material - Finish | TMBR | Timber |  |  | 2019-05-31 | A | GISSA
S | both | DDS_EXISTING | Mechanical Equipment Type | ACTU | Actuator |  |  | 2019-05-31 | A | GISSA
W | both | DDS_EXISTING | Mechanical Equipment Type | ACTU | Actuator |  |  | 2019-05-31 | A | GISSA
S | both | DDS_EXISTING | Mechanical Equipment Type | BLW | Blower |  |  | 2019-05-31 | A | GISSA
W | both | DDS_EXISTING | Mechanical Equipment Type | BLW | Blower |  |  | 2019-05-31 | A | GISSA
S | both | DDS_EXISTING | Mechanical Equipment Type | CMP | Compressor |  |  | 2019-05-31 | A | GISSA
W | both | DDS_EXISTING | Mechanical Equipment Type | CMP | Compressor |  |  | 2019-05-31 | A | GISSA
S | both | DDS_EXISTING | Mechanical Equipment Type | GRB | Gearbox |  |  | 2019-05-31 | A | GISSA
W | both | DDS_EXISTING | Mechanical Equipment Type | GRB | Gearbox |  |  | 2019-05-31 | A | GISSA
S | both | DDS_EXISTING | Mechanical Equipment Type | SCRN | Screen |  | 2026 - Changed description from Screens to Screen. | 2026-04-29 | M | GISSA
W | both | DDS_EXISTING | Mechanical Equipment Type | SCRN | Screen |  | 2026 - Changed description from Screens to Screen. | 2026-04-29 | M | GISSA
S | both | DDS_EXISTING | Mechanical Equipment Type | SeeComment | To be used when a Mechanical Equipment Type is not listed. The new Mechanical Equipment Type is to be listed in the Comments field. |  |  | 2019-05-31 | A | GISSA
W | both | DDS_EXISTING | Mechanical Equipment Type | SeeComment | To be used when a Mechanical Equipment Type is not listed. The new Mechanical Equipment Type is to be listed in the Comments field. |  |  | 2019-05-31 | A | GISSA
W | both | DDS_EXISTING | Meter Type | FLOW | Flow |  |  | 2019-05-31 | A | GISSA
W | both | DDS_EXISTING | Meter Type | MAGFLOW | Magnetic Flow |  |  | 2019-05-31 | A | GISSA
W | both | DDS_EXISTING | Meter Type | ORIFICE | Orifice Plate |  |  | 2019-05-31 | A | GISSA
W | both | DDS_EXISTING | Meter Type | POSD | Positive Displacement |  |  | 2019-05-31 | A | GISSA
W | both | DDS_EXISTING | Meter Type | SeeComment | To be used when a Meter Type is not listed. The new Meter Type is to be listed in the Comments field. |  |  | 2019-05-31 | A | GISSA
W | both | DDS_EXISTING | Meter Type | SUPPLY | Supply |  |  | 2019-05-31 | A | GISSA
W | both | DDS_EXISTING | Meter Type | ULTRA | Ultrasonic |  |  | 2019-05-31 | A | GISSA
W | both | DDS_EXISTING | Meter Type | VEL | Velocity |  |  | 2019-05-31 | A | GISSA
O | both | DDS_EXISTING | Minor Structure Material | AL | Aluminium |  |  | 2019-05-31 | A | GISSA
O | both | DDS_EXISTING | Minor Structure Material | BRK | Brick |  |  | 2019-05-31 | A | GISSA
O | both | DDS_EXISTING | Minor Structure Material | CONC | Concrete |  |  | 2019-05-31 | A | GISSA
O | both | DDS_EXISTING | Minor Structure Material | GLASS | Glass |  |  | 2019-05-31 | A | GISSA
O | both | DDS_EXISTING | Minor Structure Material | IRON | Iron |  |  | 2019-05-31 | A | GISSA
O | both | DDS_EXISTING | Minor Structure Material | SSTEEL | Stainless Steel |  |  | 2019-05-31 | A | GISSA
O | both | DDS_EXISTING | Minor Structure Material | STEEL | Steel |  |  | 2019-05-31 | A | GISSA
O | both | DDS_EXISTING | Minor Structure Material | STNE | Stone |  |  | 2019-05-31 | A | GISSA
O | both | DDS_EXISTING | Minor Structure Material | WOOD | Wood |  |  | 2019-05-31 | A | GISSA
O | both | DDS_EXISTING | Minor Structure Type | BNSD | Bandstand |  |  | 2019-05-31 | A | GISSA
O | both | DDS_EXISTING | Minor Structure Type | CLT | Clock Tower |  |  | 2019-05-31 | A | GISSA
O | both | DDS_EXISTING | Minor Structure Type | DO | Dugout |  |  | 2019-05-31 | A | GISSA
O | both | DDS_EXISTING | Minor Structure Type | GH | Gate House |  |  | 2019-05-31 | A | GISSA
O | both | DDS_EXISTING | Minor Structure Type | GZ | Gazebo |  |  | 2019-05-31 | A | GISSA
O | both | DDS_EXISTING | Minor Structure Type | PCST | Picnic Shelter |  |  | 2019-05-31 | A | GISSA
O | both | DDS_EXISTING | Minor Structure Type | PG | Pergola |  |  | 2019-05-31 | A | GISSA
O | both | DDS_EXISTING | Minor Structure Type | RT | Rotunda |  |  | 2019-05-31 | A | GISSA
O | both | DDS_EXISTING | Minor Structure Type | SCBD | Scoreboard |  |  | 2019-05-31 | A | GISSA
O | both | DDS_EXISTING | Minor Structure Type | SeeComment | To be used when a Minor Structure Type is not listed. The new Minor Structure Type is to be listed in the Comments field. |  |  | 2019-05-31 | A | GISSA
O | both | DDS_EXISTING | Minor Structure Type | SHADE | Shade Sail |  |  | 2019-05-31 | A | GISSA
O | both | DDS_EXISTING | Minor Structure Type | SHED | Shed |  |  | 2019-05-31 | A | GISSA
O | both | DDS_EXISTING | Minor Structure Type | US | Umpires Shed |  |  | 2019-05-31 | A | GISSA
O | both | DDS_EXISTING | Minor Structure Type | VPF | Viewing Platform |  |  | 2019-05-31 | A | GISSA
O | both | DDS_EXISTING | Minor Structure Type | WTHS | Weather Shelter |  |  | 2019-05-31 | A | GISSA
R | both | DDS_EXISTING | Mounting Type | GANTRY | Gantry |  |  | 2019-05-31 | A | GISSA
R | both | DDS_EXISTING | Mounting Type | GROUND | Ground |  |  | 2019-05-31 | A | GISSA
R | both | DDS_EXISTING | Mounting Type | NA | Not Applicable |  |  | 2019-05-31 | A | GISSA
R | both | DDS_EXISTING | Mounting Type | POST | Post |  |  | 2019-05-31 | A | GISSA
R | both | DDS_EXISTING | Mounting Type | SeeComment | To be used when a Mounting Type is not listed. The new Mounting Type is to be listed in the Comments field. |  |  | 2019-05-31 | A | GISSA
S | both | DDS_EXISTING | Network | POTABLE | Potable Water |  |  | 2019-05-31 | A | GISSA
W | both | DDS_EXISTING | Network | POTABLE | Potable Water |  |  | 2019-05-31 | A | GISSA
S | both | DDS_EXISTING | Network | RAW | Raw |  |  | 2019-05-31 | A | GISSA
W | both | DDS_EXISTING | Network | RAW | Raw |  |  | 2019-05-31 | A | GISSA
S | both | DDS_EXISTING | Network | RECYCLED | Recycled |  |  | 2019-05-31 | A | GISSA
W | both | DDS_EXISTING | Network | RECYCLED | Recycled |  |  | 2019-05-31 | A | GISSA
S | both | DDS_EXISTING | Network | SeeComment | To be used when a Network is not listed. The new Network is to be listed in the Comments field. |  |  | 2019-05-31 | A | GISSA
W | both | DDS_EXISTING | Network | SeeComment | To be used when a Network is not listed. The new Network is to be listed in the Comments field. |  |  | 2019-05-31 | A | GISSA
S | both | DDS_EXISTING | Network | STRMW | Stormwater |  |  | 2019-05-31 | A | GISSA
W | both | DDS_EXISTING | Network | STRMW | Stormwater |  |  | 2019-05-31 | A | GISSA
S | both | DDS_EXISTING | Network | WSTW | Wastewater |  |  | 2019-05-31 | A | GISSA
W | both | DDS_EXISTING | Network | WSTW | Wastewater |  |  | 2019-05-31 | A | GISSA
O | both | DDS_EXISTING | Open Space Type | AI | Active/Irrigated Park, Natural Area or region |  |  | 2019-05-31 | A | GISSA
O | both | DDS_EXISTING | Open Space Type | CF | Community Facility |  |  | 2019-05-31 | A | GISSA
O | both | DDS_EXISTING | Open Space Type | DR | Drainage Reserve |  | 2023-09-04: Marked as removed for the 2023 release. 2025-09-24: Reinstated Drainage Reserve. | 2025-09-24 | M | GISSA
O | both | DDS_EXISTING | Open Space Type | FG | Feature Garden |  |  | 2019-05-31 | A | GISSA
O | both | DDS_EXISTING | Open Space Type | FR | Foreshore Reserve |  |  | 2019-05-31 | A | GISSA
O | both | DDS_EXISTING | Open Space Type | PD | Passive/Dry Park, Natural Area or Region |  |  | 2019-05-31 | A | GISSA
O | both | DDS_EXISTING | Open Space Type | SeeComment | To be used when a Open Space Type is not listed. The new Open Space Type is to be listed in the Comments field. |  |  | 2019-05-31 | A | GISSA
O | both | DDS_EXISTING | Open Space Type | STSCP | Streetscape |  |  | 2019-05-31 | A | GISSA
O | both | DDS_EXISTING | Open Space Type | VB | Vacant Block |  |  | 2019-05-31 | A | GISSA
D | both | DDS_EXISTING | OSDS Feature | DETBAS | Detention Basin |  |  | 2019-05-31 | A | GISSA
D | both | DDS_EXISTING | OSDS Feature | LAKE | Lake |  |  | 2019-05-31 | A | GISSA
D | both | DDS_EXISTING | OSDS Feature | POND | Pond |  |  | 2019-05-31 | A | GISSA
D | both | DDS_EXISTING | OSDS Feature | RETBAS | Retention Basin |  |  | 2019-05-31 | A | GISSA
D | both | DDS_EXISTING | OSDS Feature | SEDBAS | Sediment Basin |  |  | 2019-05-31 | A | GISSA
D | both | DDS_EXISTING | OSDS Feature | SUMP | Sump |  |  | 2019-05-31 | A | GISSA
D | both | DDS_EXISTING | OSDS Feature | SWALE | Swale |  |  | 2019-05-31 | A | GISSA
D | both | DDS_EXISTING | OSDS Feature | WLAND | Wetland |  |  | 2019-05-31 | A | GISSA
D | both | DDS_EXISTING | OSDS Purpose | BIOR | Bioretention |  |  | 2019-05-31 | A | GISSA
D | both | DDS_EXISTING | OSDS Purpose | SeeComment | To be used when a OSDS Purpose is not listed. The new OSDS Purpose is to be listed in the Comments field. |  |  | 2019-05-31 | A | GISSA
D | both | DDS_EXISTING | OSDS Purpose | VGTD | Vegetated |  |  | 2019-05-31 | A | GISSA
D | both | DDS_EXISTING | OSDS Type | BSTRIP | Buffer Strip |  |  | 2019-05-31 | A | GISSA
D | both | DDS_EXISTING | OSDS Type | SeeComment | To be used when a OSDS Type is not listed. The new OSDS Type is to be listed in the Comments field. |  |  | 2019-05-31 | A | GISSA
D | both | DDS_EXISTING | OSDS Type | SWALE | Swale |  |  | 2019-05-31 | A | GISSA
S | both | DDS_EXISTING | Other Network Structure Types | SLDGLAG | Sludge Lagoon |  |  | 2019-05-31 | A | GISSA
S | both | DDS_EXISTING | Other Network Structure Types | STLAG | Sewerage Treatment Lagoon |  |  | 2019-05-31 | A | GISSA
S | both | DDS_EXISTING | Other Network Structure Types | WWSDBASIN | Wet Weather Sewerage Detention Basin |  |  | 2019-05-31 | A | GISSA
R | both | DDS_EXISTING | Parking Purpose | BUS | Bus |  |  | 2019-05-31 | A | GISSA
R | both | DDS_EXISTING | Parking Purpose | DIP | Diplomatic |  |  | 2019-05-31 | A | GISSA
R | both | DDS_EXISTING | Parking Purpose | DIS | Disabled |  |  | 2019-05-31 | A | GISSA
R | both | DDS_EXISTING | Parking Purpose | LOZ | Loading Zone |  |  | 2019-05-31 | A | GISSA
R | both | DDS_EXISTING | Parking Purpose | MTC | Motorcycle |  |  | 2019-05-31 | A | GISSA
R | both | DDS_EXISTING | Parking Purpose | POL | Police |  |  | 2019-05-31 | A | GISSA
R | both | DDS_EXISTING | Parking Purpose | PRAM | Pram |  |  | 2019-05-31 | A | GISSA
R | both | DDS_EXISTING | Parking Purpose | REG | Regular |  |  | 2019-05-31 | A | GISSA
R | both | DDS_EXISTING | Parking Purpose | RESIDENTS | Residents |  | 2026 - Changed code from RES to RESIDENTS. | 2026-04-29 | M | GISSA
R | both | DDS_EXISTING | Parking Purpose | SeeComment | To be used when a Parking Purpose is not listed. The new Parking Purpose is to be listed in the Comments field. |  |  | 2019-05-31 | A | GISSA
R | both | DDS_EXISTING | Parking Purpose | TAXI | Taxi |  |  | 2019-05-31 | A | GISSA
R | both | DDS_EXISTING | Parking Purpose | TRAILER | Car Trailer eg. trailer, caravans, boats |  |  | 2019-05-31 | A | GISSA
R | both | DDS_EXISTING | Pathway Type | BA | Beach Access |  |  | 2019-05-31 | A | GISSA
R | both | DDS_EXISTING | Pathway Type | BIKE | Bike[DB1] Only Path |  |  | 2019-05-31 | A | GISSA
R | both | DDS_EXISTING | Pathway Type | BKPD | Bike and Pedestrian |  |  | 2019-05-31 | A | GISSA
R | both | DDS_EXISTING | Pathway Type | FP | Footpath |  |  | 2019-05-31 | A | GISSA
R | both | DDS_EXISTING | Pathway Type | HT | Horse Trail |  |  | 2019-05-31 | A | GISSA
R | both | DDS_EXISTING | Pathway Type | PA | Pedestrian Access |  |  | 2019-05-31 | A | GISSA
R | both | DDS_EXISTING | Pathway Type | PRAMR | Pram Ramp |  |  | 2019-05-31 | A | GISSA
R | both | DDS_EXISTING | Pathway Type | SeeComment | To be used when a Pathway Type is not listed. The new Pathway Type is to be listed in the Comments field. |  |  | 2019-05-31 | A | GISSA
R | both | DDS_EXISTING | Pathway Type | SP | Shared Path |  |  | 2019-05-31 | A | GISSA
R | both | DDS_EXISTING | Pathway Type | STEPS | Steps |  |  | 2019-05-31 | A | GISSA
R | both | DDS_EXISTING | Pathway Type | TRL | Trail |  |  | 2019-05-31 | A | GISSA
R | both | DDS_EXISTING | Pathway Type | WT | Walking Track |  |  | 2019-05-31 | A | GISSA
O | both | DDS_EXISTING | Pile Material | CONC | Concrete |  |  | 2019-05-31 | A | GISSA
O | both | DDS_EXISTING | Pile Material | METAL | Metal |  |  | 2019-05-31 | A | GISSA
O | both | DDS_EXISTING | Pile Material | SeeComment | To be used when a Pile Material is not listed. The new Pile Material is to be listed in the Comments field. |  |  | 2019-05-31 | A | GISSA
O | both | DDS_EXISTING | Pile Material | TMBR | Timber |  |  | 2019-05-31 | A | GISSA
O | both | DDS_EXISTING | Pile Material | WOOD | Wood |  |  | 2019-05-31 | A | GISSA
O | both | DDS_EXISTING | Pile Type | FPL | Finger Pile |  |  | 2019-05-31 | A | GISSA
O | both | DDS_EXISTING | Pile Type | JPL | Jetty Pile |  |  | 2019-05-31 | A | GISSA
O | both | DDS_EXISTING | Pile Type | NPL | Navigational Pile |  |  | 2019-05-31 | A | GISSA
O | both | DDS_EXISTING | Pile Type | OPL | Outer Pile |  |  | 2019-05-31 | A | GISSA
O | both | DDS_EXISTING | Pile Type | PPL | Pier Pile |  |  | 2019-05-31 | A | GISSA
O | both | DDS_EXISTING | Pile Type | RPL | Retaining Pile |  |  | 2019-05-31 | A | GISSA
O | both | DDS_EXISTING | Pile Type | SeeComment | To be used when a Pile Type is not listed. The new Pile Type is to be listed in the Comments field. |  |  | 2019-05-31 | A | GISSA
O | both | DDS_EXISTING | Pile Type | WHPL | Wharf Pile |  |  | 2019-05-31 | A | GISSA
O | both | DDS_EXISTING | Pile Type | WPL | Walkway Pile |  |  | 2019-05-31 | A | GISSA
B | both | DDS_EXISTING | Pipe Installation Method | ABG | Above Ground |  |  | 2019-05-31 | A | GISSA
S | both | DDS_EXISTING | Pipe Installation Method | ABG | Above Ground |  |  | 2019-05-31 | A | GISSA
W | both | DDS_EXISTING | Pipe Installation Method | ABG | Above Ground |  |  | 2019-05-31 | A | GISSA
B | both | DDS_EXISTING | Pipe Installation Method | SeeComment | To be used when a Pipe Installation Method is not listed. The new Pipe Installation Method is to be listed in the Comments field. |  |  | 2019-05-31 | A | GISSA
S | both | DDS_EXISTING | Pipe Installation Method | SeeComment | To be used when a Pipe Installation Method is not listed. The new Pipe Installation Method is to be listed in the Comments field. |  |  | 2019-05-31 | A | GISSA
W | both | DDS_EXISTING | Pipe Installation Method | SeeComment | To be used when a Pipe Installation Method is not listed. The new Pipe Installation Method is to be listed in the Comments field. |  |  | 2019-05-31 | A | GISSA
B | both | DDS_EXISTING | Pipe Installation Method | SUS | Suspended |  |  | 2019-05-31 | A | GISSA
S | both | DDS_EXISTING | Pipe Installation Method | SUS | Suspended |  |  | 2019-05-31 | A | GISSA
W | both | DDS_EXISTING | Pipe Installation Method | SUS | Suspended |  |  | 2019-05-31 | A | GISSA
B | both | DDS_EXISTING | Pipe Installation Method | TR | Trench |  |  | 2019-05-31 | A | GISSA
S | both | DDS_EXISTING | Pipe Installation Method | TR | Trench |  |  | 2019-05-31 | A | GISSA
W | both | DDS_EXISTING | Pipe Installation Method | TR | Trench |  |  | 2019-05-31 | A | GISSA
B | both | DDS_EXISTING | Pipe Installation Method | TU | Tunnel |  |  | 2019-05-31 | A | GISSA
S | both | DDS_EXISTING | Pipe Installation Method | TU | Tunnel |  |  | 2019-05-31 | A | GISSA
W | both | DDS_EXISTING | Pipe Installation Method | TU | Tunnel |  |  | 2019-05-31 | A | GISSA
S | both | DDS_EXISTING | Pipe Material | BRASS | Brass |  |  | 2019-05-31 | A | GISSA
W | both | DDS_EXISTING | Pipe Material | BRASS | Brass |  |  | 2019-05-31 | A | GISSA
S | both | DDS_EXISTING | Pipe Material | CICL | Cast Iron Cement Lined |  |  | 2019-05-31 | A | GISSA
W | both | DDS_EXISTING | Pipe Material | CICL | Cast Iron Cement Lined |  |  | 2019-05-31 | A | GISSA
S | both | DDS_EXISTING | Pipe Material | CLAY | Clay |  |  | 2019-05-31 | A | GISSA
S | both | DDS_EXISTING | Pipe Material | CLIS | Cement Lined In-Situ |  |  | 2019-05-31 | A | GISSA
W | both | DDS_EXISTING | Pipe Material | CLIS | Cement Lined In-Situ |  |  | 2019-05-31 | A | GISSA
S | both | DDS_EXISTING | Pipe Material | CLS | Concrete Lined Steel |  |  | 2019-05-31 | A | GISSA
W | both | DDS_EXISTING | Pipe Material | CLS | Concrete Lined Steel |  |  | 2019-05-31 | A | GISSA
S | both | DDS_EXISTING | Pipe Material | CLSC | Cement Lined Steel Coat |  |  | 2019-05-31 | A | GISSA
W | both | DDS_EXISTING | Pipe Material | CLSC | Cement Lined Steel Coat |  |  | 2019-05-31 | A | GISSA
S | both | DDS_EXISTING | Pipe Material | CONC | Concrete |  |  | 2019-05-31 | A | GISSA
S | both | DDS_EXISTING | Pipe Material | CORR | Corrugated Steel/Aluminium |  |  | 2019-05-31 | A | GISSA
W | both | DDS_EXISTING | Pipe Material | CORR | Corrugated Steel/Aluminium |  |  | 2019-05-31 | A | GISSA
S | both | DDS_EXISTING | Pipe Material | CU | Copper |  |  | 2019-05-31 | A | GISSA
W | both | DDS_EXISTING | Pipe Material | CU | Copper |  |  | 2019-05-31 | A | GISSA
S | both | DDS_EXISTING | Pipe Material | DI | Ductile Iron |  |  | 2019-05-31 | A | GISSA
W | both | DDS_EXISTING | Pipe Material | DI | Ductile Iron |  |  | 2019-05-31 | A | GISSA
S | both | DDS_EXISTING | Pipe Material | FBPE | Fusion Bonded PE |  |  | 2019-05-31 | A | GISSA
W | both | DDS_EXISTING | Pipe Material | FBPE | Fusion Bonded PE |  |  | 2019-05-31 | A | GISSA
S | both | DDS_EXISTING | Pipe Material | FIBRE | Fibreglass |  |  | 2019-05-31 | A | GISSA
W | both | DDS_EXISTING | Pipe Material | FIBRE | Fibreglass |  |  | 2019-05-31 | A | GISSA
S | both | DDS_EXISTING | Pipe Material | FRC | Fibre Reinforced Cement Concrete |  | Modified from Fibre Reinforced Cement to Fibre Reinforced Concrete | 2026-10-29 | M | GISSA
W | both | DDS_EXISTING | Pipe Material | FRC | Fibre Reinforced Cement Concrete |  | Modified from Fibre Reinforced Cement to Fibre Reinforced Concrete | 2026-10-29 | M | GISSA
S | both | DDS_EXISTING | Pipe Material | FRP | Fibre Reinforced Plastic |  |  | 2019-05-31 | A | GISSA
W | both | DDS_EXISTING | Pipe Material | FRP | Fibre Reinforced Plastic |  |  | 2019-05-31 | A | GISSA
S | both | DDS_EXISTING | Pipe Material | FSP | Fibre Reinforced Pipe |  |  | 2019-05-31 | A | GISSA
W | both | DDS_EXISTING | Pipe Material | FSP | Fibre Reinforced Pipe |  |  | 2019-05-31 | A | GISSA
S | both | DDS_EXISTING | Pipe Material | GEW | Glazed Earthenware |  |  | 2019-05-31 | A | GISSA
S | both | DDS_EXISTING | Pipe Material | GSW | Glazed Stoneware |  |  | 2019-05-31 | A | GISSA
S | both | DDS_EXISTING | Pipe Material | HDPE | High Density PE (PE100) |  |  | 2019-05-31 | A | GISSA
W | both | DDS_EXISTING | Pipe Material | HDPE | High Density PE (PE100) |  |  | 2019-05-31 | A | GISSA
S | both | DDS_EXISTING | Pipe Material | mPVC | Modified Polyvinyl Chloride |  |  | 2019-05-31 | A | GISSA
W | both | DDS_EXISTING | Pipe Material | mPVC | Modified Polyvinyl Chloride |  |  | 2019-05-31 | A | GISSA
S | both | DDS_EXISTING | Pipe Material | NA | Not Applicable |  |  | 2019-05-31 | A | GISSA
W | both | DDS_EXISTING | Pipe Material | NA | Not Applicable |  |  | 2019-05-31 | A | GISSA
S | both | DDS_EXISTING | Pipe Material | NYL | Nylon |  |  | 2019-05-31 | A | GISSA
W | both | DDS_EXISTING | Pipe Material | NYL | Nylon |  |  | 2019-05-31 | A | GISSA
S | both | DDS_EXISTING | Pipe Material | oPVC | Oriented PVC (EG: Blue Brute) |  |  | 2019-05-31 | A | GISSA
W | both | DDS_EXISTING | Pipe Material | oPVC | Oriented PVC (EG: Blue Brute) |  |  | 2019-05-31 | A | GISSA
S | both | DDS_EXISTING | Pipe Material | PE | Polyethylene |  |  | 2019-05-31 | A | GISSA
W | both | DDS_EXISTING | Pipe Material | PE | Polyethylene |  |  | 2019-05-31 | A | GISSA
S | both | DDS_EXISTING | Pipe Material | PVC | Polyvinyl chloride |  |  | 2019-05-31 | A | GISSA
W | both | DDS_EXISTING | Pipe Material | PVC | Polyvinyl chloride |  |  | 2019-05-31 | A | GISSA
S | both | DDS_EXISTING | Pipe Material | RC1 | Reinforced Concrete - Class 1 |  |  | 2019-05-31 | A | GISSA
S | both | DDS_EXISTING | Pipe Material | RC2 | Reinforced Concrete - Class 2 |  |  | 2019-05-31 | A | GISSA
S | both | DDS_EXISTING | Pipe Material | RC3 | Reinforced Concrete - Class 3 |  |  | 2019-05-31 | A | GISSA
S | both | DDS_EXISTING | Pipe Material | RC4 | Reinforced Concrete - Class 4 |  |  | 2019-05-31 | A | GISSA
S | both | DDS_EXISTING | Pipe Material | RCPL | Reinforced Concrete Plastic Lined |  |  | 2019-05-31 | A | GISSA
W | both | DDS_EXISTING | Pipe Material | RCPL | Reinforced Concrete Plastic Lined |  |  | 2019-05-31 | A | GISSA
S | both | DDS_EXISTING | Pipe Material | SeeComment | To be used when a Pipe Material is not listed. The new Pipe Material is to be listed in the Comments field. |  |  | 2019-05-31 | A | GISSA
W | both | DDS_EXISTING | Pipe Material | SeeComment | To be used when a Pipe Material is not listed. The new Pipe Material is to be listed in the Comments field. |  |  | 2019-05-31 | A | GISSA
S | both | DDS_EXISTING | Pipe Material | SSTEEL | Stainless Steel |  |  | 2019-05-31 | A | GISSA
W | both | DDS_EXISTING | Pipe Material | SSTEEL | Stainless Steel |  |  | 2019-05-31 | A | GISSA
S | both | DDS_EXISTING | Pipe Material | SSTEEL316 | Stainless Steel (grade 316) |  |  | 2019-05-31 | A | GISSA
W | both | DDS_EXISTING | Pipe Material | SSTEEL316 | Stainless Steel (grade 316) |  |  | 2019-05-31 | A | GISSA
S | both | DDS_EXISTING | Pipe Material | STEEL | Steel |  |  | 2019-05-31 | A | GISSA
S | both | DDS_EXISTING | Pipe Material | uPVC | Un-plasticised PVC |  |  | 2019-05-31 | A | GISSA
W | both | DDS_EXISTING | Pipe Material | uPVC | Un-plasticised PVC |  |  | 2019-05-31 | A | GISSA
S | both | DDS_EXISTING | Pipe Material | uPVC-S | Un-plasticised PVC sewer profile |  | 2026 - Changed description from Un-plasticised PVC - Sewer grade to Un-plasticised PVC sewer profile. | 2026-04-29 | M | GISSA
W | both | DDS_EXISTING | Pipe Material | uPVC-S | Un-plasticised PVC sewer profile |  | 2026 - Changed description from Un-plasticised PVC - Sewer grade to Un-plasticised PVC sewer profile. | 2026-04-29 | M | GISSA
S | both | DDS_EXISTING | Pipe Material | VC | Vitreous Clay (or Earthen Ware) |  |  | 2019-05-31 | A | GISSA
S | both | DDS_EXISTING | Pipe Pressure Class | PN10 | 1 MPa |  |  | 2019-05-31 | A | GISSA
W | both | DDS_EXISTING | Pipe Pressure Class | PN10 | 1 MPa |  |  | 2019-05-31 | A | GISSA
S | both | DDS_EXISTING | Pipe Pressure Class | PN12 | 1.2 MPa |  |  | 2019-05-31 | A | GISSA
W | both | DDS_EXISTING | Pipe Pressure Class | PN12 | 1.2 MPa |  |  | 2019-05-31 | A | GISSA
S | both | DDS_EXISTING | Pipe Pressure Class | PN12.5 | 1.25 MPa |  |  | 2019-05-31 | A | GISSA
W | both | DDS_EXISTING | Pipe Pressure Class | PN12.5 | 1.25 MPa |  |  | 2019-05-31 | A | GISSA
S | both | DDS_EXISTING | Pipe Pressure Class | PN15 | 1.5 MPa |  |  | 2019-05-31 | A | GISSA
W | both | DDS_EXISTING | Pipe Pressure Class | PN15 | 1.5 MPa |  |  | 2019-05-31 | A | GISSA
S | both | DDS_EXISTING | Pipe Pressure Class | PN16 | 1.6 MPa |  |  | 2019-05-31 | A | GISSA
W | both | DDS_EXISTING | Pipe Pressure Class | PN16 | 1.6 MPa |  |  | 2019-05-31 | A | GISSA
S | both | DDS_EXISTING | Pipe Pressure Class | PN18 | 1.8 MPa |  |  | 2019-05-31 | A | GISSA
W | both | DDS_EXISTING | Pipe Pressure Class | PN18 | 1.8 MPa |  |  | 2019-05-31 | A | GISSA
S | both | DDS_EXISTING | Pipe Pressure Class | PN20 | 2.0 MPa |  |  | 2019-05-31 | A | GISSA
W | both | DDS_EXISTING | Pipe Pressure Class | PN20 | 2.0 MPa |  |  | 2019-05-31 | A | GISSA
S | both | DDS_EXISTING | Pipe Pressure Class | PN4.5 | 0.45 MPa |  |  | 2019-05-31 | A | GISSA
W | both | DDS_EXISTING | Pipe Pressure Class | PN4.5 | 0.45 MPa |  |  | 2019-05-31 | A | GISSA
S | both | DDS_EXISTING | Pipe Pressure Class | PN6 | 0.6 MPa |  |  | 2019-05-31 | A | GISSA
W | both | DDS_EXISTING | Pipe Pressure Class | PN6 | 0.6 MPa |  |  | 2019-05-31 | A | GISSA
S | both | DDS_EXISTING | Pipe Pressure Class | PN8 | 0.8 MPa |  |  | 2019-05-31 | A | GISSA
W | both | DDS_EXISTING | Pipe Pressure Class | PN8 | 0.8 MPa |  |  | 2019-05-31 | A | GISSA
S | both | DDS_EXISTING | Pipe Pressure Class | PN9 | 0.9 MPa |  |  | 2019-05-31 | A | GISSA
W | both | DDS_EXISTING | Pipe Pressure Class | PN9 | 0.9 MPa |  |  | 2019-05-31 | A | GISSA
S | both | DDS_EXISTING | Pipe Pressure Class | SeeComment | To be used when a Pipe Pressure Class is not listed. The new Pipe Pressure Class is to be listed in the Comments field. |  |  | 2019-05-31 | A | GISSA
W | both | DDS_EXISTING | Pipe Pressure Class | SeeComment | To be used when a Pipe Pressure Class is not listed. The new Pipe Pressure Class is to be listed in the Comments field. |  |  | 2019-05-31 | A | GISSA
D | both | DDS_EXISTING | Pipe Purpose | EXTRACTION | Pipe where the liquid is extracted by suction |  |  | 2019-05-31 | A | GISSA
D | both | DDS_EXISTING | Pipe Purpose | GRAVITY | Pipe where the flow is driven by gravity |  |  | 2019-05-31 | A | GISSA
D | both | DDS_EXISTING | Pipe Purpose | PRESSURE | Pipe where the flow is driven by pressure |  |  | 2019-05-31 | A | GISSA
D | both | DDS_EXISTING | Pipe Purpose | SeeComment | To be used when a Pipe Purpose is not listed. The new Pipe Purpose is to be listed in the Comments field. |  |  | 2019-05-31 | A | GISSA
D | both | DDS_EXISTING | Pipe Purpose | SIPHON | Pipe that conveys liquid upwards then downwards, typically this occurs by suction for the upward motion then gravity for the downward motion |  |  | 2019-05-31 | A | GISSA
D | both | DDS_EXISTING | Pipe Purpose | VACUUM | A pipe system that uses pneumatic pressure to force the movement of liquid |  |  | 2019-05-31 | A | GISSA
D | both | DDS_EXISTING | Pipe Renewal / Lining Material | ABS | Acrylonitrile Butadiene Styrene |  |  | 2019-05-31 | A | GISSA
S | both | DDS_EXISTING | Pipe Renewal / Lining Material | ABS | Acrylonitrile Butadiene Styrene |  |  | 2019-05-31 | A | GISSA
W | both | DDS_EXISTING | Pipe Renewal / Lining Material | ABS | Acrylonitrile Butadiene Styrene |  |  | 2019-05-31 | A | GISSA
D | both | DDS_EXISTING | Pipe Renewal / Lining Material | ALS | Aluminium Spray |  |  | 2019-05-31 | A | GISSA
S | both | DDS_EXISTING | Pipe Renewal / Lining Material | ALS | Aluminium Spray |  |  | 2019-05-31 | A | GISSA
W | both | DDS_EXISTING | Pipe Renewal / Lining Material | ALS | Aluminium Spray |  |  | 2019-05-31 | A | GISSA
D | both | DDS_EXISTING | Pipe Renewal / Lining Material | AS | Asbestos |  |  | 2019-05-31 | A | GISSA
S | both | DDS_EXISTING | Pipe Renewal / Lining Material | AS | Asbestos |  |  | 2019-05-31 | A | GISSA
W | both | DDS_EXISTING | Pipe Renewal / Lining Material | AS | Asbestos |  |  | 2019-05-31 | A | GISSA
D | both | DDS_EXISTING | Pipe Renewal / Lining Material | BITP | Bitumen Paint |  |  | 2019-05-31 | A | GISSA
S | both | DDS_EXISTING | Pipe Renewal / Lining Material | BITP | Bitumen Paint |  |  | 2019-05-31 | A | GISSA
W | both | DDS_EXISTING | Pipe Renewal / Lining Material | BITP | Bitumen Paint |  |  | 2019-05-31 | A | GISSA
D | both | DDS_EXISTING | Pipe Renewal / Lining Material | CML | Cement Mortar Lining |  |  | 2019-05-31 | A | GISSA
S | both | DDS_EXISTING | Pipe Renewal / Lining Material | CML | Cement Mortar Lining |  |  | 2019-05-31 | A | GISSA
W | both | DDS_EXISTING | Pipe Renewal / Lining Material | CML | Cement Mortar Lining |  |  | 2019-05-31 | A | GISSA
D | both | DDS_EXISTING | Pipe Renewal / Lining Material | CMSL | Cement Mortar Spun Lining |  |  | 2019-05-31 | A | GISSA
S | both | DDS_EXISTING | Pipe Renewal / Lining Material | CMSL | Cement Mortar Spun Lining |  |  | 2019-05-31 | A | GISSA
W | both | DDS_EXISTING | Pipe Renewal / Lining Material | CMSL | Cement Mortar Spun Lining |  |  | 2019-05-31 | A | GISSA
D | both | DDS_EXISTING | Pipe Renewal / Lining Material | CTEW | Coal Tar Enamel & Wrapped |  |  | 2019-05-31 | A | GISSA
S | both | DDS_EXISTING | Pipe Renewal / Lining Material | CTEW | Coal Tar Enamel & Wrapped |  |  | 2019-05-31 | A | GISSA
W | both | DDS_EXISTING | Pipe Renewal / Lining Material | CTEW | Coal Tar Enamel & Wrapped |  |  | 2019-05-31 | A | GISSA
D | both | DDS_EXISTING | Pipe Renewal / Lining Material | EEN | Epoxy Enamel |  |  | 2019-05-31 | A | GISSA
S | both | DDS_EXISTING | Pipe Renewal / Lining Material | EEN | Epoxy Enamel |  |  | 2019-05-31 | A | GISSA
W | both | DDS_EXISTING | Pipe Renewal / Lining Material | EEN | Epoxy Enamel |  |  | 2019-05-31 | A | GISSA
D | both | DDS_EXISTING | Pipe Renewal / Lining Material | FBE | Fusion Bonded Epoxy |  |  | 2019-05-31 | A | GISSA
S | both | DDS_EXISTING | Pipe Renewal / Lining Material | FBE | Fusion Bonded Epoxy |  |  | 2019-05-31 | A | GISSA
W | both | DDS_EXISTING | Pipe Renewal / Lining Material | FBE | Fusion Bonded Epoxy |  |  | 2019-05-31 | A | GISSA
D | both | DDS_EXISTING | Pipe Renewal / Lining Material | FIBRE | Fibreglass |  |  | 2019-05-31 | A | GISSA
S | both | DDS_EXISTING | Pipe Renewal / Lining Material | FIBRE | Fibreglass |  |  | 2019-05-31 | A | GISSA
W | both | DDS_EXISTING | Pipe Renewal / Lining Material | FIBRE | Fibreglass |  |  | 2019-05-31 | A | GISSA
D | both | DDS_EXISTING | Pipe Renewal / Lining Material | FRC | Fibre Reinforced Cement Concrete |  | Modified from Fibre Reinforced Cement to Fibre Reinforced Concrete | 2026-10-29 | M | GISSA
S | both | DDS_EXISTING | Pipe Renewal / Lining Material | FRC | Fibre Reinforced Cement Concrete |  | Modified from Fibre Reinforced Cement to Fibre Reinforced Concrete | 2026-10-29 | M | GISSA
W | both | DDS_EXISTING | Pipe Renewal / Lining Material | FRC | Fibre Reinforced Cement Concrete |  | Modified from Fibre Reinforced Cement to Fibre Reinforced Concrete | 2026-10-29 | M | GISSA
D | both | DDS_EXISTING | Pipe Renewal / Lining Material | GRER | Glass Reinforced Epoxy Resin |  |  | 2019-05-31 | A | GISSA
S | both | DDS_EXISTING | Pipe Renewal / Lining Material | GRER | Glass Reinforced Epoxy Resin |  |  | 2019-05-31 | A | GISSA
W | both | DDS_EXISTING | Pipe Renewal / Lining Material | GRER | Glass Reinforced Epoxy Resin |  |  | 2019-05-31 | A | GISSA
D | both | DDS_EXISTING | Pipe Renewal / Lining Material | GRP | Glass Reinforced Plastic |  |  | 2019-05-31 | A | GISSA
S | both | DDS_EXISTING | Pipe Renewal / Lining Material | GRP | Glass Reinforced Plastic |  |  | 2019-05-31 | A | GISSA
W | both | DDS_EXISTING | Pipe Renewal / Lining Material | GRP | Glass Reinforced Plastic |  |  | 2019-05-31 | A | GISSA
D | both | DDS_EXISTING | Pipe Renewal / Lining Material | GUNN | Gunnite |  |  | 2019-05-31 | A | GISSA
S | both | DDS_EXISTING | Pipe Renewal / Lining Material | GUNN | Gunnite |  |  | 2019-05-31 | A | GISSA
W | both | DDS_EXISTING | Pipe Renewal / Lining Material | GUNN | Gunnite |  |  | 2019-05-31 | A | GISSA
D | both | DDS_EXISTING | Pipe Renewal / Lining Material | INC | Incoloy |  |  | 2019-05-31 | A | GISSA
S | both | DDS_EXISTING | Pipe Renewal / Lining Material | INC | Incoloy |  |  | 2019-05-31 | A | GISSA
W | both | DDS_EXISTING | Pipe Renewal / Lining Material | INC | Incoloy |  |  | 2019-05-31 | A | GISSA
D | both | DDS_EXISTING | Pipe Renewal / Lining Material | IZS | Inorganic Zinc Silicate |  |  | 2019-05-31 | A | GISSA
S | both | DDS_EXISTING | Pipe Renewal / Lining Material | IZS | Inorganic Zinc Silicate |  |  | 2019-05-31 | A | GISSA
W | both | DDS_EXISTING | Pipe Renewal / Lining Material | IZS | Inorganic Zinc Silicate |  |  | 2019-05-31 | A | GISSA
D | both | DDS_EXISTING | Pipe Renewal / Lining Material | NA | Not Applicable |  |  | 2019-05-31 | A | GISSA
S | both | DDS_EXISTING | Pipe Renewal / Lining Material | NA | Not Applicable |  |  | 2019-05-31 | A | GISSA
W | both | DDS_EXISTING | Pipe Renewal / Lining Material | NA | Not Applicable |  |  | 2019-05-31 | A | GISSA
D | both | DDS_EXISTING | Pipe Renewal / Lining Material | PLHS | Plastic Heat Shrink Sleeve |  |  | 2019-05-31 | A | GISSA
S | both | DDS_EXISTING | Pipe Renewal / Lining Material | PLHS | Plastic Heat Shrink Sleeve |  |  | 2019-05-31 | A | GISSA
W | both | DDS_EXISTING | Pipe Renewal / Lining Material | PLHS | Plastic Heat Shrink Sleeve |  |  | 2019-05-31 | A | GISSA
D | both | DDS_EXISTING | Pipe Renewal / Lining Material | PU | Polyurethane |  |  | 2019-05-31 | A | GISSA
S | both | DDS_EXISTING | Pipe Renewal / Lining Material | PU | Polyurethane |  |  | 2019-05-31 | A | GISSA
W | both | DDS_EXISTING | Pipe Renewal / Lining Material | PU | Polyurethane |  |  | 2019-05-31 | A | GISSA
D | both | DDS_EXISTING | Pipe Renewal / Lining Material | PUA | Polyurea |  |  | 2019-05-31 | A | GISSA
S | both | DDS_EXISTING | Pipe Renewal / Lining Material | PUA | Polyurea |  |  | 2019-05-31 | A | GISSA
W | both | DDS_EXISTING | Pipe Renewal / Lining Material | PUA | Polyurea |  |  | 2019-05-31 | A | GISSA
D | both | DDS_EXISTING | Pipe Renewal / Lining Material | PVCS | PVC - Sintakote |  |  | 2019-05-31 | A | GISSA
S | both | DDS_EXISTING | Pipe Renewal / Lining Material | PVCS | PVC - Sintakote |  |  | 2019-05-31 | A | GISSA
W | both | DDS_EXISTING | Pipe Renewal / Lining Material | PVCS | PVC - Sintakote |  |  | 2019-05-31 | A | GISSA
D | both | DDS_EXISTING | Pipe Renewal / Lining Material | ZNP | Zinc Plate |  |  | 2019-05-31 | A | GISSA
S | both | DDS_EXISTING | Pipe Renewal / Lining Material | ZNP | Zinc Plate |  |  | 2019-05-31 | A | GISSA
W | both | DDS_EXISTING | Pipe Renewal / Lining Material | ZNP | Zinc Plate |  |  | 2019-05-31 | A | GISSA
D | both | DDS_EXISTING | Pipe Renewal / Lining Material | ZNS | Zinc Spray |  |  | 2019-05-31 | A | GISSA
S | both | DDS_EXISTING | Pipe Renewal / Lining Material | ZNS | Zinc Spray |  |  | 2019-05-31 | A | GISSA
W | both | DDS_EXISTING | Pipe Renewal / Lining Material | ZNS | Zinc Spray |  |  | 2019-05-31 | A | GISSA
D | both | DDS_EXISTING | Pipe Renewal / Lining Material | SeeComment | To be used when a Pipe Renewal / Lining Material is not listed. The new Pipe Renewal / Lining Material is to be listed in the Comments field. |  |  | 2022-12-06 | A | GISSA
D | both | DDS_EXISTING | Pipe Renewal Method | BURST | Pipe Burst |  |  | 2019-05-31 | A | GISSA
S | both | DDS_EXISTING | Pipe Renewal Method | BURST | Pipe Burst |  |  | 2019-05-31 | A | GISSA
W | both | DDS_EXISTING | Pipe Renewal Method | BURST | Pipe Burst |  |  | 2019-05-31 | A | GISSA
D | both | DDS_EXISTING | Pipe Renewal Method | CURED | Cured in Place |  |  | 2019-05-31 | A | GISSA
S | both | DDS_EXISTING | Pipe Renewal Method | CURED | Cured in Place |  |  | 2019-05-31 | A | GISSA
W | both | DDS_EXISTING | Pipe Renewal Method | CURED | Cured in Place |  |  | 2019-05-31 | A | GISSA
D | both | DDS_EXISTING | Pipe Renewal Method | NA | Not Applicable |  |  | 2019-05-31 | A | GISSA
S | both | DDS_EXISTING | Pipe Renewal Method | NA | Not Applicable |  |  | 2019-05-31 | A | GISSA
W | both | DDS_EXISTING | Pipe Renewal Method | NA | Not Applicable |  |  | 2019-05-31 | A | GISSA
W | both | DDS_EXISTING | Pipe Renewal Method | SeeComment | To be used when a Pipe Renewal Method is not listed. The new Pipe Renewal Method is to be listed in the Comments field. |  |  | 2019-05-31 | A | GISSA
S | both | DDS_EXISTING | Pipe Renewal Method | SeeComment | To be used when a Pipe Renewal Method is not listed. The new Pipe Renewal Method is to be listed in the Comments field. |  |  | 2019-05-31 | A | GISSA
D | both | DDS_EXISTING | Pipe Renewal Method | SLIP | Slip Lined |  |  | 2019-05-31 | A | GISSA
S | both | DDS_EXISTING | Pipe Renewal Method | SeeComment | To be used when a Pipe Renewal Method is not listed. The new Pipe Renewal Method is to be listed in the Comments field. |  |  | 2019-05-31 | A | GISSA
W | both | DDS_EXISTING | Pipe Renewal Method | SLIP | Slip Lined |  |  | 2019-05-31 | A | GISSA
S | both | DDS_EXISTING | Pipe Shapes | ARCH | Arch shaped pipe |  |  | 2019-05-31 | A | GISSA
D | both | DDS_EXISTING | Pipe Shapes | ARCH | Arch shaped pipe |  |  | 2019-05-31 | A | GISSA
S | both | DDS_EXISTING | Pipe Shapes | CIRC | Circular pipe |  |  | 2019-05-31 | A | GISSA
D | both | DDS_EXISTING | Pipe Shapes | CIRC | Circular pipe |  |  | 2019-05-31 | A | GISSA
S | both | DDS_EXISTING | Pipe Shapes | EGG | Egg shaped pipe (Touching Circle) |  |  | 2019-05-31 | A | GISSA
D | both | DDS_EXISTING | Pipe Shapes | EGG | Egg shaped pipe (Touching Circle) |  |  | 2019-05-31 | A | GISSA
S | both | DDS_EXISTING | Pipe Shapes | EGG2 | Egg shaped pipe (not touching) |  |  | 2019-05-31 | A | GISSA
D | both | DDS_EXISTING | Pipe Shapes | EGG2 | Egg shaped pipe (not touching) |  |  | 2019-05-31 | A | GISSA
S | both | DDS_EXISTING | Pipe Shapes | OVAL | Oval |  | 2026 - Changed description from Oval pipe to Oval. | 2026-04-28 | M | GISSA
D | both | DDS_EXISTING | Pipe Shapes | OVAL | Oval |  | 2026 - Changed description from Oval pipe to Oval. | 2026-04-28 | M | GISSA
S | both | DDS_EXISTING | Pipe Shapes | PARB | Parabolic shaped channel (broad) |  |  | 2019-05-31 | A | GISSA
D | both | DDS_EXISTING | Pipe Shapes | PARB | Parabolic shaped channel (broad) |  |  | 2019-05-31 | A | GISSA
S | both | DDS_EXISTING | Pipe Shapes | PARN | Parabolic shaped channel (narrow) |  |  | 2019-05-31 | A | GISSA
D | both | DDS_EXISTING | Pipe Shapes | PARN | Parabolic shaped channel (narrow) |  |  | 2019-05-31 | A | GISSA
S | both | DDS_EXISTING | Pipe Shapes | RCTC | Rectangular channel |  |  | 2019-05-31 | A | GISSA
D | both | DDS_EXISTING | Pipe Shapes | RCTC | Rectangular channel |  |  | 2019-05-31 | A | GISSA
S | both | DDS_EXISTING | Pipe Shapes | RECT | Rectangular pipe |  |  | 2019-05-31 | A | GISSA
D | both | DDS_EXISTING | Pipe Shapes | SeeComment | To be used when a Pipe Shape is not listed. The new Pipe Shape is to be listed in the Comments field. |  | Changed description to reflect code. | 2022-12-06 | M | GISSA
D | both | DDS_EXISTING | Pipe Shapes | TRAP | Trapezoidal |  | 2026 - Changed description from Trapezoidal channel to Trapezoidal. 2019 - Changed description to reflect code. | 2026-04-29 | M | GISSA
S | both | DDS_EXISTING | Pipe Shapes | TRAP | Trapezoidal |  | 2026 - Changed description from Trapezoidal channel to Trapezoidal. | 2026-04-29 | M | GISSA
D | both | DDS_EXISTING | Pipe Shapes | TRAP | Trapezoidal |  | 2026 - Changed description from Trapezoidal channel to Trapezoidal. | 2026-04-29 | M | GISSA
S | both | DDS_EXISTING | Pipe Shapes | USCH | U-shaped channel |  | Changed description to reflect code. | 2022-12-06 | M | GISSA
D | both | DDS_EXISTING | Pipe Shapes | USCH | U-shaped channel |  |  | 2019-05-31 | A | GISSA
S | Removed | DDS_EXISTING | Pipe Shapes | UTOP | U-shaped channel |  | 2026 - Removed duplicate code. | 2026-04-30 | R | GISSA
D | Removed | DDS_EXISTING | Pipe Shapes | UTOP | U-shaped pipe |  | 2026 - Removed duplicate code. | 2026-04-30 | R | GISSA
S | both | DDS_EXISTING | Pipe Shapes | VSCH | V-Shaped Channel |  |  | 2019-05-31 | A | GISSA
S | both | DDS_EXISTING | Pipe Stiffness Class | SN5000 | Also known as SN5 |  | Changed specification coverage in the spreadsheet from W to the correct specifications and changed the description in the PDFs. | 2023-11-13 | M | GISSA
W | both | DDS_EXISTING | Pipe Type | FIRE | Fire Service |  |  | 2019-05-31 | A | GISSA
W | Removed | DDS_EXISTING | Pipe Type | HOUSE |  |  | Removed as conflicts with service main. | 2023-02-21 | R | GISSA
W | both | DDS_EXISTING | Pipe Type | PDIST | Primary Distribution |  |  | 2019-05-31 | A | GISSA
W | both | DDS_EXISTING | Pipe Type | PRIVATE | Private |  |  | 2019-05-31 | A | GISSA
W | both | DDS_EXISTING | Pipe Type | PSUPP | Primary Supply |  |  | 2019-05-31 | A | GISSA
W | both | DDS_EXISTING | Pipe Type | REGM | Regional Main |  |  | 2019-05-31 | A | GISSA
W | both | DDS_EXISTING | Pipe Type | SDIST | Secondary Distribution |  |  | 2019-05-31 | A | GISSA
W | both | DDS_EXISTING | Pipe Type | SeeComment | To be used when a Pipe Type is not listed. The new Pipe Type is to be listed in the Comments field. |  |  | 2019-05-31 | A | GISSA
W | both | DDS_EXISTING | Pipe Type | SITE | Site Assets |  |  | 2019-05-31 | A | GISSA
D | both | DDS_EXISTING | Pipe Types | SSUPP | Secondary Supply |  | Corrected the codelist name in the spreadsheet. | 2023-11-10 | M | GISSA
D | both | DDS_EXISTING | Pipe Types | CHDRAIN | Channel Drain |  | Surface drainage system to ensure stormwater runoff is captured. Please note this is not to be mistaken for a Table Drain | 2020-12-06 | M | GISSA
D | both | DDS_EXISTING | Pipe Types | CLEAN | Clean water |  | A pipe that carries clean water – Note: A clean water pipe is a pipe designed for the removal of roof water separately to road runoff, and then is treated in a separate basin prior to discharge in to a lake or river | 2020-12-06 | M | GISSA
D | both | DDS_EXISTING | Pipe Types | CULVERT | Minor Culvert |  | A drain or channel crossing under a road Culverts considered here have a total length less than 6m. | 2020-12-06 | M | GISSA
D | both | DDS_EXISTING | Pipe Types | OPEN | Open |  | A flow channel not enclosed by a roof, arch or other structural lid – Open Drain | 2020-12-06 | M | GISSA
D | both | DDS_EXISTING | Pipe Types | OUTFALL | Outfall |  | A point of discharge from drain to a water body | 2020-12-06 | M | GISSA
D | both | DDS_EXISTING | Pipe Types | OVERFLOW | Overflow |  | A pipe or channel that carries excess water to or from a pit | 2020-12-06 | M | GISSA
D | both | DDS_EXISTING | Pipe Types | PIPE | Pipe |  | A hollow cylinder or tube, solid or flexible, used to convey liquids | 2020-12-06 | M | GISSA
D | both | DDS_EXISTING | Pipe Types | SUBSOIL | Subsoil |  | A slotted or perforated pipe laid below ground, and designed to remove excess water from the surrounding soil. | 2020-12-06 | M | GISSA
D | Removed | DDS_EXISTING | Pipe, Property Connection & Underground Conduit Material | AG |  |  | Removed code because it was not consistent with a material-only classification. | 2023-09-04 | R | GISSA
D | Removed | DDS_EXISTING | Pipe, Property Connection & Underground Conduit Material | BKBRT |  |  | Removed code because it was not consistent with a material-only classification. | 2023-09-04 | R | GISSA
D | both | DDS_EXISTING | Pipe, Property Connection & Underground Conduit Material | CORR | Corrugated Steel/Aluminium |  |  | 2019-05-31 | A | GISSA
D | both | DDS_EXISTING | Pipe, Property Connection & Underground Conduit Material | FBPE | Fusion Bonded PE |  |  | 2019-05-31 | A | GISSA
D | both | DDS_EXISTING | Pipe, Property Connection & Underground Conduit Material | FIBRE | Fibreglass |  |  | 2019-05-31 | A | GISSA
D | both | DDS_EXISTING | Pipe, Property Connection & Underground Conduit Material | FRC | Fibre Reinforced Cement Concrete |  | Modified from Fibre Reinforced Cement to Fibre Reinforced Concrete | 2026-10-29 | M | GISSA
D | both | DDS_EXISTING | Pipe, Property Connection & Underground Conduit Material | FRP | Fibre Reinforced Plastic |  |  | 2019-05-31 | A | GISSA
D | both | DDS_EXISTING | Pipe, Property Connection & Underground Conduit Material | FSP | Fibre Reinforced Pipe |  |  | 2019-05-31 | A | GISSA
D | both | DDS_EXISTING | Pipe, Property Connection & Underground Conduit Material | GEW | Glazed Earthenware |  |  | 2019-05-31 | A | GISSA
D | both | DDS_EXISTING | Pipe, Property Connection & Underground Conduit Material | GRC | Glass Reinforced Concrete |  |  | 2019-05-31 | A | GISSA
D | both | DDS_EXISTING | Pipe, Property Connection & Underground Conduit Material | GRP | Glass Reinforced Plastic |  |  | 2019-05-31 | A | GISSA
D | both | DDS_EXISTING | Pipe, Property Connection & Underground Conduit Material | GSW | Glazed Stoneware |  |  | 2019-05-31 | A | GISSA
D | both | DDS_EXISTING | Pipe, Property Connection & Underground Conduit Material | GWI | Galvanised Wrought Iron (Also known as Galvanised Mild Steel) |  |  | 2019-05-31 | A | GISSA
D | both | DDS_EXISTING | Pipe, Property Connection & Underground Conduit Material | GWICL | GWI Cement Lined |  |  | 2019-05-31 | A | GISSA
D | both | DDS_EXISTING | Pipe, Property Connection & Underground Conduit Material | HDPE | High Density PE (PE100) |  | 2026 - Changed description from High Density PE (Also PE100) to High Density PE (PE100). | 2026-04-28 | M | GISSA
D | both | DDS_EXISTING | Pipe, Property Connection & Underground Conduit Material | LDPE | Low Density Polyethylene |  |  | 2019-05-31 | A | GISSA
D | both | DDS_EXISTING | Pipe, Property Connection & Underground Conduit Material | MDPE | Medium Density PE (PE80B) |  |  | 2019-05-31 | A | GISSA
D | both | DDS_EXISTING | Pipe, Property Connection & Underground Conduit Material | mPVC | Modified Polyvinyl Chloride |  |  | 2019-05-31 | A | GISSA
D | both | DDS_EXISTING | Pipe, Property Connection & Underground Conduit Material | oPVC | Oriented PVC (EG: Blue Brute) |  |  | 2019-05-31 | A | GISSA
D | both | DDS_EXISTING | Pipe, Property Connection & Underground Conduit Material | PE | Polyethylene |  | 2026 - Changed description from Polyethylene (Used for UG Conduits) to Polyethylene. | 2026-04-29 | M | GISSA
D | both | DDS_EXISTING | Pipe, Property Connection & Underground Conduit Material | PELS | PE Loose Sleeving |  |  | 2019-05-31 | A | GISSA
D | both | DDS_EXISTING | Pipe, Property Connection & Underground Conduit Material | PP | Polypropylene (Added for WA) |  |  | 2019-05-31 | A | GISSA
D | both | DDS_EXISTING | Pipe, Property Connection & Underground Conduit Material | PVC | Polyvinyl chloride |  |  | 2019-05-31 | A | GISSA
D | both | DDS | Pipe, Property Connection & Underground Conduit Material | RC | Reinforced Concrete - No Class |  |  | 2019-05-31 | A | GISSA
D | both | DDS_EXISTING | Pipe, Property Connection & Underground Conduit Material | RC1 | Reinforced Concrete - Class 1 |  |  | 2019-05-31 | A | GISSA
D | both | DDS_EXISTING | Pipe, Property Connection & Underground Conduit Material | RC2 | Reinforced Concrete - Class 2 |  |  | 2019-05-31 | A | GISSA
D | both | DDS_EXISTING | Pipe, Property Connection & Underground Conduit Material | RC3 | Reinforced Concrete - Class 3 |  |  | 2019-05-31 | A | GISSA
D | both | DDS_EXISTING | Pipe, Property Connection & Underground Conduit Material | RC4 | Reinforced Concrete - Class 4 |  |  | 2019-05-31 | A | GISSA
D | both | DDS_EXISTING | Pipe, Property Connection & Underground Conduit Material | RCPL | Reinforced Concrete Plastic Lined |  |  | 2019-05-31 | A | GISSA
D | both | DDS_EXISTING | Pipe, Property Connection & Underground Conduit Material | SSTEEL | Stainless Steel |  |  | 2019-05-31 | A | GISSA
D | both | DDS_EXISTING | Pipe, Property Connection & Underground Conduit Material | SSTEEL316 | Stainless Steel (grade 316) |  |  | 2019-05-31 | A | GISSA
D | both | DDS_EXISTING | Pipe, Property Connection & Underground Conduit Material | STEEL | Steel |  |  | 2019-05-31 | A | GISSA
D | both | DDS_EXISTING | Pipe, Property Connection & Underground Conduit Material | uPVC | Un-plasticised PVC |  |  | 2019-05-31 | A | GISSA
D | both | DDS_EXISTING | Pipe, Property Connection & Underground Conduit Material | uPVC-P | Profile -Wall Un-plasticised PVC (including Ultra-rib) |  |  | 2019-05-31 | A | GISSA
D | both | DDS_EXISTING | Pipe, Property Connection & Underground Conduit Material | uPVC-S | Un-plasticised PVC sewer profile |  |  | 2019-05-31 | A | GISSA
D | both | DDS_EXISTING | Pipe, Property Connection & Underground Conduit Material | VC | Vitreous Clay (or Earthen Ware) |  |  | 2019-05-31 | A | GISSA
D | both | DDS_EXISTING | Pipe, Property Connection & Underground Conduit Material | SeeComment | To be used when a Material is not listed. The new Material is to be listed in the Comments field. |  |  | 2022-12-06 | A | GISSA
D | both | DDS_EXISTING | Pit Lid Type | GRATE | Grate |  |  | 2019-05-31 | A | GISSA
D | both | DDS_EXISTING | Pit Lid Type | NA | Not Applicable |  |  | 2019-05-31 | A | GISSA
D | both | DDS_EXISTING | Pit Lid Type | SeeComment | To be used when a Pit Lid Type is not listed. The new Pit Lid Type is to be listed in the Comments field. |  |  | 2019-05-31 | A | GISSA
D | both | DDS_EXISTING | Pit Material | BRK | Brick |  |  | 2019-05-31 | A | GISSA
D | both | DDS_EXISTING | Pit Material | CCONC | Coloured Concrete |  |  | 2019-05-31 | A | GISSA
D | both | DDS_EXISTING | Pit Material | CONC | Concrete |  |  | 2019-05-31 | A | GISSA
D | both | DDS_EXISTING | Pit Material | CORR | Corrugated Steel/Aluminium |  |  | 2019-05-31 | A | GISSA
D | both | DDS_EXISTING | Pit Material | PVC | Polyvinyl chloride |  |  | 2019-05-31 | A | GISSA
D | both | DDS_EXISTING | Pit Material | SeeComment | To be used when a Pit Material is not listed. The new Pit Material is to be listed in the Comments field. |  |  | 2019-05-31 | A | GISSA
D | both | DDS_EXISTING | Pit Material | STEEL | Steel |  |  | 2019-05-31 | A | GISSA
D | both | DDS_EXISTING | Pit Material | TMBR | Timber |  |  | 2019-05-31 | A | GISSA
D | both | DDS_EXISTING | Pit Type | CPIT | Catch Pit |  |  | 2019-05-31 | A | GISSA
D | both | DDS_EXISTING | Pit Type | CSEP | Catch pit combined with Side Entry Pit |  |  | 2019-05-31 | A | GISSA
D | both | DDS_EXISTING | Pit Type | DGSEP | Double Grated Side Entry Pit |  |  | 2019-05-31 | A | GISSA
D | both | DDS_EXISTING | Pit Type | DGUL | Double Gully Pit |  |  | 2019-05-31 | A | GISSA
D | both | DDS_EXISTING | Pit Type | DINP | Double Industrial Gully Pit |  |  | 2019-05-31 | A | GISSA
D | both | DDS_EXISTING | Pit Type | DJP | Double Junction Pit |  |  | 2019-05-31 | A | GISSA
D | both | DDS_EXISTING | Pit Type | DSEP | Double Side Entry Pit |  |  | 2019-05-31 | A | GISSA
D | both | DDS_EXISTING | Pit Type | EP | End Pipe or Dead End or Blank End |  |  | 2026-04-27 | M | GISSA
D | both | DDS_EXISTING | Pit Type | GF | Grated Footpath Pit |  |  | 2019-05-31 | A | GISSA
D | both | DDS_EXISTING | Pit Type | GGP | Grated Gully Pit |  |  | 2019-05-31 | A | GISSA
D | both | DDS_EXISTING | Pit Type | GP | Grated Pit |  |  | 2019-05-31 | A | GISSA
D | both | DDS_EXISTING | Pit Type | GPT | Gross Pollutant Trap (Other types of GPTs : boulder trap, silt trap, trash rack, litter sock etc) |  |  | 2019-05-31 | A | GISSA
D | both | DDS_EXISTING | Pit Type | GSEP | Grated Side Entry Pit |  |  | 2019-05-31 | A | GISSA
D | both | DDS_EXISTING | Pit Type | GSH | House Connection Pit (Added for WA) Also known as a grated pit |  | Added code. | 2019-05-31 | A | GISSA
D | both | DDS_EXISTING | Pit Type | GSOAK | Grated Soak Well |  |  | 2019-05-31 | A | GISSA
D | both | DDS_EXISTING | Pit Type | GSP | Grated Swale Pit |  |  | 2019-05-31 | A | GISSA
D | both | DDS_EXISTING | Pit Type | GUL | Gully Pit |  |  | 2019-05-31 | A | GISSA
D | both | DDS_EXISTING | Pit Type | HDSEP | Haunched Double Side Entry Pit |  |  | 2019-05-31 | A | GISSA
D | both | DDS_EXISTING | Pit Type | HGS | Haunched Grated Side Entry Pit |  |  | 2019-05-31 | A | GISSA
D | both | DDS_EXISTING | Pit Type | HJP | Haunched Junction Pit |  |  | 2019-05-31 | A | GISSA
D | both | DDS_EXISTING | Pit Type | HSEP | Haunched Side Entry Pit |  |  | 2019-05-31 | A | GISSA
D | both | DDS_EXISTING | Pit Type | INL | Inlet from Basin (Compensating or drainage basin) |  |  | 2019-05-31 | A | GISSA
D | both | DDS_EXISTING | Pit Type | INP | Industrial Gully Pit |  |  | 2019-05-31 | A | GISSA
D | both | DDS_EXISTING | Pit Type | JGP | Junction Pit combined with Grated Pit |  |  | 2019-05-31 | A | GISSA
D | both | DDS_EXISTING | Pit Type | JP | Junction Pit |  |  | 2019-05-31 | A | GISSA
D | both | DDS_EXISTING | Pit Type | JPC | Junction Pit with Chamber |  |  | 2019-05-31 | A | GISSA
D | both | DDS_EXISTING | Pit Type | JPD | Junction Pit with Drop |  |  | 2019-05-31 | A | GISSA
D | both | DDS_EXISTING | Pit Type | JPEE | Junction Pit with Elevated Entry |  |  | 2019-05-31 | A | GISSA
D | both | DDS_EXISTING | Pit Type | JSEP | Junction Pit combined with Side Entry Pit |  | Reinstated code. | 2019-05-31 | A | GISSA
D | both | DDS_EXISTING | Pit Type | JUNC | Pipe Junction | A junction is not to be mistakenly identified as a junction pit. A Junction is where two or more pipes intersect without a pit structure (whereas a junction pit is a pit where two or more pipes enter or leave). <No diagram provided>. | 2026 - Changed description from Junction to Pipe Junction. 2024 - Added code. | 2026-04-28 | M | GISSA
D | both | DDS_EXISTING | Pit Type | KSCP | Kerb-Side Catch Pit |  |  | 2019-05-31 | A | GISSA
D | both | DDS_EXISTING | Pit Type | MRS | Maintenance Riser |  |  | 2019-05-31 | A | GISSA
D | Removed | DDS_EXISTING | Pit Type | OUTB |  |  | Removed code. | 2023-09-04 | R | GISSA
D | Removed | DDS_EXISTING | Pit Type | OUTC |  |  | Removed code. | 2023-09-04 | R | GISSA
D | Removed | DDS_EXISTING | Pit Type | OUTR |  |  | Removed code. | 2023-09-04 | R | GISSA
D | both | DDS_EXISTING | Pit Type | PW | Pump Well |  |  | 2019-05-31 | A | GISSA
D | both | DDS_EXISTING | Pit Type | RSUMP | Roading Sump (Added for New Zealand) |  |  | 2019-05-31 | A | GISSA
D | both | DDS_EXISTING | Pit Type | SeeComment | To be used when a Pit Type is not listed. The new Pit Type is to be listed in the Comments field. |  |  | 2019-05-31 | A | GISSA
D | both | DDS_EXISTING | Pit Type | SEP | Side Entry Pit (Also known as Kerb Inlet) |  |  | 2019-05-31 | A | GISSA
D | both | DDS_EXISTING | Pit Type | SEPET | Side Entry Pit with Extended Throat |  |  | 2019-05-31 | A | GISSA
D | both | DDS_EXISTING | Pit Type | SOAK | Soak Well (Added for WA) |  |  | 2019-05-31 | A | GISSA
D | both | DDS_EXISTING | Pit Type | SPIL | Spillway |  |  | 2019-05-31 | A | GISSA
D | both | DDS_EXISTING | Pit Type | SSOAK | Soak Pit combined with Side Entry Pit |  |  | 2019-05-31 | A | GISSA
D | both | DDS_EXISTING | Pit Type | SWP | Swale Pit (Added for WA) |  |  | 2019-05-31 | A | GISSA
D | both | DDS_EXISTING | Pit Type | TGSEP | Triple Grated Side Entry Pit |  |  | 2019-05-31 | A | GISSA
D | both | DDS_EXISTING | Pit Type | TGUL | Triple Gully Pit |  |  | 2019-05-31 | A | GISSA
D | both | DDS_EXISTING | Pit Type | TP | Tangent Point or Change of Direction |  |  | 2019-05-31 | A | GISSA
D | both | DDS_EXISTING | Pit Type | TRP | Trapped Gully Pit (Added for WA) |  |  | 2019-05-31 | A | GISSA
D | both | DDS_EXISTING | Pit Type | TSE | Triple Side Entry Pit |  |  | 2019-05-31 | A | GISSA
D | both | DDS_EXISTING | Pit Type | VP | V Throated Pit (Generally used during construction) |  | Corrected specification coverage in the spreadsheet. | 2023-11-10 | M | GISSA
O | both | DDS_EXISTING | Play Surface Material | ABL | Asphalt - Black |  |  | 2019-05-31 | A | GISSA
O | both | DDS_EXISTING | Play Surface Material | ARD | Asphalt - Red |  |  | 2019-05-31 | A | GISSA
O | both | DDS_EXISTING | Play Surface Material | CLAY | Clay |  |  | 2019-05-31 | A | GISSA
O | both | DDS_EXISTING | Play Surface Material | CONC | Concrete |  |  | 2019-05-31 | A | GISSA
O | both | DDS_EXISTING | Play Surface Material | GR | Grass |  |  | 2019-05-31 | A | GISSA
O | both | DDS_EXISTING | Play Surface Material | ICE | Ice |  |  | 2019-05-31 | A | GISSA
O | both | DDS_EXISTING | Play Surface Material | SAND | Sand |  |  | 2019-05-31 | A | GISSA
O | both | DDS_EXISTING | Play Surface Material | SeeComment | To be used when a Play Surface Material is not listed. The new Play Surface Material is to be listed in the Comments field. |  |  | 2019-05-31 | A | GISSA
O | both | DDS_EXISTING | Play Surface Material | SFTLM | Softfall Mulch |  |  | 2019-05-31 | A | GISSA
O | both | DDS_EXISTING | Play Surface Material | SYNT | Synthetic Turf |  |  | 2019-05-31 | A | GISSA
O | both | DDS_EXISTING | Playground and Exercise Equipment | 1R | Single Rocker |  |  | 2019-05-31 | A | GISSA
O | both | DDS_EXISTING | Playground and Exercise Equipment | 2R | Double Rocker |  |  | 2019-05-31 | A | GISSA
O | both | DDS_EXISTING | Playground and Exercise Equipment | 4R | Four Way Rocker |  |  | 2019-05-31 | A | GISSA
O | both | DDS_EXISTING | Playground and Exercise Equipment | AP | Activity Panel |  |  | 2019-05-31 | A | GISSA
O | both | DDS_EXISTING | Playground and Exercise Equipment | AW | Archway |  |  | 2019-05-31 | A | GISSA
O | both | DDS_EXISTING | Playground and Exercise Equipment | BH | Basketball Hoop & Backboard |  | 2026 - Changed description to include Backboard. | 2026-04-30 | M | GISSA
O | both | DDS_EXISTING | Playground and Exercise Equipment | BLB | Balance Beam |  |  | 2019-05-31 | A | GISSA
O | both | DDS_EXISTING | Playground and Exercise Equipment | BNCA | Bounce-about |  |  | 2019-05-31 | A | GISSA
O | both | DDS_EXISTING | Playground and Exercise Equipment | BSK | Bike Skills Equipment |  |  | 2019-05-31 | A | GISSA
O | both | DDS_EXISTING | Playground and Exercise Equipment | CLB | Clatter Bridge |  |  | 2019-05-31 | A | GISSA
O | both | DDS_EXISTING | Playground and Exercise Equipment | CLF | Climbing Frame |  |  | 2019-05-31 | A | GISSA
O | both | DDS_EXISTING | Playground and Exercise Equipment | CLPU | Large Combination Play Unit |  |  | 2019-05-31 | A | GISSA
O | both | DDS_EXISTING | Playground and Exercise Equipment | CMPU | Medium Combination Play Unit |  |  | 2019-05-31 | A | GISSA
O | both | DDS_EXISTING | Playground and Exercise Equipment | CN | Climbing Net |  |  | 2019-05-31 | A | GISSA
O | both | DDS_EXISTING | Playground and Exercise Equipment | CRSL | Carousel |  |  | 2019-05-31 | A | GISSA
O | both | DDS_EXISTING | Playground and Exercise Equipment | CSPU | Small Combination Play Unit |  |  | 2019-05-31 | A | GISSA
O | both | DDS_EXISTING | Playground and Exercise Equipment | CT | Cross Trainer |  |  | 2019-05-31 | A | GISSA
O | both | DDS_EXISTING | Playground and Exercise Equipment | CUB | Chin Up Bar |  |  | 2019-05-31 | A | GISSA
O | both | DDS_EXISTING | Playground and Exercise Equipment | ES | Exercise Station |  |  | 2019-05-31 | A | GISSA
O | both | DDS_EXISTING | Playground and Exercise Equipment | EXCAV | Excavator |  |  | 2019-05-31 | A | GISSA
O | both | DDS_EXISTING | Playground and Exercise Equipment | FE | Other Fitness Equipment |  |  | 2019-05-31 | A | GISSA
O | both | DDS_EXISTING | Playground and Exercise Equipment | FF | Flying Fox |  |  | 2019-05-31 | A | GISSA
O | both | DDS_EXISTING | Playground and Exercise Equipment | FIM | Fitness Interval Marker/Totem Circuit |  |  | 2019-05-31 | A | GISSA
O | both | DDS_EXISTING | Playground and Exercise Equipment | GLPT | Goal Post |  |  | 2019-05-31 | A | GISSA
O | both | DDS_EXISTING | Playground and Exercise Equipment | HMK | Hammock |  |  | 2019-05-31 | A | GISSA
O | both | DDS_EXISTING | Playground and Exercise Equipment | LAD | Ladder |  |  | 2019-05-31 | A | GISSA
O | both | DDS_EXISTING | Playground and Exercise Equipment | LR | Log Roll |  |  | 2019-05-31 | A | GISSA
O | both | DDS_EXISTING | Playground and Exercise Equipment | MB | Monkey Bars |  |  | 2019-05-31 | A | GISSA
O | both | DDS_EXISTING | Playground and Exercise Equipment | MGR | Merry-go-round |  |  | 2019-05-31 | A | GISSA
O | both | DDS_EXISTING | Playground and Exercise Equipment | NH | Netball Hoop |  |  | 2019-05-31 | A | GISSA
O | both | DDS_EXISTING | Playground and Exercise Equipment | OL | Overhead Ladder |  |  | 2019-05-31 | A | GISSA
O | both | DDS_EXISTING | Playground and Exercise Equipment | OTHER | Other Equipment |  |  | 2019-05-31 | A | GISSA
O | both | DDS_EXISTING | Playground and Exercise Equipment | PB | Play Bridge |  |  | 2019-05-31 | A | GISSA
O | both | DDS_EXISTING | Playground and Exercise Equipment | PCX | Play Complex |  |  | 2019-05-31 | A | GISSA
O | both | DDS_EXISTING | Playground and Exercise Equipment | PLC | Play Car |  |  | 2019-05-31 | A | GISSA
O | both | DDS_EXISTING | Playground and Exercise Equipment | PLSC | Play Sculpture |  |  | 2019-05-31 | A | GISSA
O | both | DDS_EXISTING | Playground and Exercise Equipment | PLYH | Playhouse |  |  | 2019-05-31 | A | GISSA
O | both | DDS_EXISTING | Playground and Exercise Equipment | PRLB | Parallel Bars |  |  | 2019-05-31 | A | GISSA
O | both | DDS_EXISTING | Playground and Exercise Equipment | PUB | Push Up Bar |  |  | 2019-05-31 | A | GISSA
O | both | DDS_EXISTING | Playground and Exercise Equipment | PY | Pyramid |  |  | 2019-05-31 | A | GISSA
O | both | DDS_EXISTING | Playground and Exercise Equipment | RNS | Rock-n-slide |  |  | 2019-05-31 | A | GISSA
O | both | DDS_EXISTING | Playground and Exercise Equipment | RTB | Return Board |  |  | 2019-05-31 | A | GISSA
O | both | DDS_EXISTING | Playground and Exercise Equipment | SBX | Sand Box |  |  | 2019-05-31 | A | GISSA
O | both | DDS_EXISTING | Playground and Exercise Equipment | SCPT | Soccer Post |  |  | 2019-05-31 | A | GISSA
O | both | DDS_EXISTING | Playground and Exercise Equipment | SCSJ | Swing Combination: senior & junior |  |  | 2019-05-31 | A | GISSA
O | both | DDS_EXISTING | Playground and Exercise Equipment | SD | Slide |  |  | 2019-05-31 | A | GISSA
O | both | DDS_EXISTING | Playground and Exercise Equipment | SE | Steam Engine |  |  | 2019-05-31 | A | GISSA
O | both | DDS_EXISTING | Playground and Exercise Equipment | SeeComment | To be used when a Playground or Exercise Equipment Type is not listed. The new Playground or Exercise Equipment Type is to be listed in the Comments field. |  |  | 2019-05-31 | A | GISSA
O | both | DDS_EXISTING | Playground and Exercise Equipment | SKR | Skateboard Ramp |  |  | 2019-05-31 | A | GISSA
O | both | DDS_EXISTING | Playground and Exercise Equipment | SKRL | Skateboard Rail |  |  | 2019-05-31 | A | GISSA
O | both | DDS_EXISTING | Playground and Exercise Equipment | SKS | Skate Swing |  |  | 2019-05-31 | A | GISSA
O | both | DDS_EXISTING | Playground and Exercise Equipment | SN | Supernova |  |  | 2019-05-31 | A | GISSA
O | both | DDS_EXISTING | Playground and Exercise Equipment | SPBNCA | Spring Bounce-about |  |  | 2019-05-31 | A | GISSA
O | both | DDS_EXISTING | Playground and Exercise Equipment | SPKT | Speaking Tube |  |  | 2019-05-31 | A | GISSA
O | both | DDS_EXISTING | Playground and Exercise Equipment | SPRD | Spring Rider |  |  | 2019-05-31 | A | GISSA
O | both | DDS_EXISTING | Playground and Exercise Equipment | SPSW | Spring Seesaw |  |  | 2019-05-31 | A | GISSA
O | both | DDS_EXISTING | Playground and Exercise Equipment | SSW | Seesaw |  |  | 2019-05-31 | A | GISSA
O | both | DDS_EXISTING | Playground and Exercise Equipment | SWJ | Swing Set Junior |  |  | 2019-05-31 | A | GISSA
O | both | DDS_EXISTING | Playground and Exercise Equipment | SWS | Swing Set Senior |  |  | 2019-05-31 | A | GISSA
O | both | DDS_EXISTING | Playground and Exercise Equipment | TAS | Toss and Score |  |  | 2019-05-31 | A | GISSA
O | both | DDS_EXISTING | Playground and Exercise Equipment | TO | Turn Over |  |  | 2019-05-31 | A | GISSA
O | both | DDS_EXISTING | Playground and Exercise Equipment | TS | Track Side |  |  | 2019-05-31 | A | GISSA
O | both | DDS_EXISTING | Playground and Exercise Equipment | TT | Table Tennis table |  |  | 2019-05-31 | A | GISSA
O | both | DDS_EXISTING | Playground and Exercise Equipment | WS | Wave Slide |  |  | 2019-05-31 | A | GISSA
O | both | DDS_EXISTING | Playground and Exercise Equipment | WW | Whirling Wheel |  |  | 2019-05-31 | A | GISSA
O | both | DDS_EXISTING | Playground and Exercise Equipment Material | AL | Aluminium |  |  | 2019-05-31 | A | GISSA
O | both | DDS_EXISTING | Playground and Exercise Equipment Material | FRP | Fibre Reinforced Plastic |  |  | 2019-05-31 | A | GISSA
O | both | DDS_EXISTING | Playground and Exercise Equipment Material | GWI | Galvanised Wrought Iron (Also known as Galvanised Mild Steel) |  | 2026-04-28: Changed description from 'Galvanised Wrought Iron' to 'Galvanised Wrought Iron (Also known as Galvanised Mild Steel)'. | 2026-04-28 | M | GISSA
O | both | DDS_EXISTING | Playground and Exercise Equipment Material | PLASTIC | Plastic |  |  | 2019-05-31 | A | GISSA
O | both | DDS_EXISTING | Playground and Exercise Equipment Material | RUB | Rubber |  |  | 2019-05-31 | A | GISSA
O | both | DDS_EXISTING | Playground and Exercise Equipment Material | SeeComment | To be used when a Playground or Exercise Equipment Material is not listed. The new Playground or Exercise Equipment Material is to be listed in the Comments field. |  |  | 2019-05-31 | A | GISSA
O | both | DDS_EXISTING | Playground and Exercise Equipment Material | SSTEEL | Stainless Steel |  |  | 2019-05-31 | A | GISSA
O | both | DDS_EXISTING | Playground and Exercise Equipment Material | STEEL | Steel |  |  | 2019-05-31 | A | GISSA
O | both | DDS_EXISTING | Playground and Exercise Equipment Material | SWOOD | Synthetic Wood |  |  | 2019-05-31 | A | GISSA
O | both | DDS_EXISTING | Playground and Exercise Equipment Material | WOOD | Wood |  |  | 2019-05-31 | A | GISSA
O | both | DDS_EXISTING | Playing Field Type | BBALL | Basketball Court |  |  | 2019-05-31 | A | GISSA
O | both | DDS_EXISTING | Playing Field Type | BD | Baseball Diamond |  |  | 2019-05-31 | A | GISSA
O | both | DDS_EXISTING | Playing Field Type | BMX | BMX Track |  |  | 2019-05-31 | A | GISSA
O | both | DDS_EXISTING | Playing Field Type | BR | Bocce Rink |  |  | 2019-05-31 | A | GISSA
O | both | DDS_EXISTING | Playing Field Type | CQL | Croquet Lawn |  |  | 2019-05-31 | A | GISSA
O | both | DDS_EXISTING | Playing Field Type | CW | Cricket Wicket |  |  | 2019-05-31 | A | GISSA
O | both | DDS_EXISTING | Playing Field Type | CYC | Cycling |  |  | 2019-05-31 | A | GISSA
O | both | DDS_EXISTING | Playing Field Type | EQU | Horse Riding/Equestrian |  |  | 2019-05-31 | A | GISSA
O | both | DDS_EXISTING | Playing Field Type | FTB | Football |  |  | 2019-05-31 | A | GISSA
O | both | DDS_EXISTING | Playing Field Type | GOLFC | Golf Course |  |  | 2019-05-31 | A | GISSA
O | both | DDS_EXISTING | Playing Field Type | HOCKEY | Hockey |  |  | 2019-05-31 | A | GISSA
O | both | DDS_EXISTING | Playing Field Type | LBGRN | Lawn Bowls Green |  |  | 2019-05-31 | A | GISSA
O | both | DDS_EXISTING | Playing Field Type | MST | Motor Sports Track |  | 202604 - Changed code from MOTOR to MST. | 2026-04-28 | M | GISSA
O | both | DDS_EXISTING | Playing Field Type | MP | Multi-Purpose Field |  |  | 2019-05-31 | A | GISSA
O | both | DDS_EXISTING | Playing Field Type | NBALL | Netball |  |  | 2019-05-31 | A | GISSA
O | both | DDS_EXISTING | Playing Field Type | RUGBY | Rugby |  |  | 2019-05-31 | A | GISSA
O | both | DDS_EXISTING | Playing Field Type | SeeComment | To be used when a Playing Field Type is not listed. The new Playing Field Type is to be listed in the Comments field. |  |  | 2019-05-31 | A | GISSA
O | both | DDS_EXISTING | Playing Field Type | SFTB | Softball |  |  | 2019-05-31 | A | GISSA
O | both | DDS_EXISTING | Playing Field Type | SKT | Skateboarding Facility |  |  | 2019-05-31 | A | GISSA
O | both | DDS_EXISTING | Playing Field Type | SOCCER | Soccer |  |  | 2019-05-31 | A | GISSA
O | both | DDS_EXISTING | Playing Field Type | TCOURT | Tennis Court |  | 202604 - Changed code from TC to TCOURT. | 2026-04-29 | M | GISSA
O | both | DDS_EXISTING | Playing Field Type | TRACK | Athletics Track |  |  | 2019-05-31 | A | GISSA
O | both | DDS_EXISTING | Playing Field Type | VD | Velodrome |  |  | 2019-05-31 | A | GISSA
O | both | DDS_EXISTING | Playing Field Type | VOLLEY | Volley Ball Court |  | Corrected specification coverage in the spreadsheet. | 2023-11-10 | M | GISSA
B | both | DDS_EXISTING | Plumbing Equipment Type | PBCW | Boiling & Chilling Water Unit (With Mains Connected) |  |  | 2019-05-31 | A | GISSA
B | both | DDS_EXISTING | Plumbing Equipment Type | PBPD | Backflow Prevention Device |  |  | 2019-05-31 | A | GISSA
B | both | DDS_EXISTING | Plumbing Equipment Type | PBUR | Burner |  |  | 2019-05-31 | A | GISSA
B | both | DDS_EXISTING | Plumbing Equipment Type | PBWU | Boiling Water Unit (With Mains Connected) |  |  | 2019-05-31 | A | GISSA
B | both | DDS_EXISTING | Plumbing Equipment Type | PCNV | Cocks/Valves |  |  | 2019-05-31 | A | GISSA
B | both | DDS_EXISTING | Plumbing Equipment Type | PCPM | Circulating Pump |  |  | 2019-05-31 | A | GISSA
B | both | DDS_EXISTING | Plumbing Equipment Type | PGMF | Gas Manifold |  |  | 2019-05-31 | A | GISSA
B | both | DDS_EXISTING | Plumbing Equipment Type | PGRG | Gas Regulator |  |  | 2019-05-31 | A | GISSA
B | both | DDS_EXISTING | Plumbing Equipment Type | PGVL | Gas Valve |  |  | 2019-05-31 | A | GISSA
B | both | DDS_EXISTING | Plumbing Equipment Type | PHTU | Heating Unit |  |  | 2019-05-31 | A | GISSA
B | both | DDS_EXISTING | Plumbing Equipment Type | PPRV | Pressure Relief Valve |  |  | 2019-05-31 | A | GISSA
B | both | DDS_EXISTING | Plumbing Equipment Type | PPUM | Pressure Pump |  |  | 2019-05-31 | A | GISSA
B | both | DDS_EXISTING | Plumbing Equipment Type | PRSW | Rain Switch |  |  | 2019-05-31 | A | GISSA
B | both | DDS_EXISTING | Plumbing Equipment Type | PTMV | Thermostatic Mix Valve |  |  | 2019-05-31 | A | GISSA
B | both | DDS_EXISTING | Plumbing Equipment Type | PWBB | Water Bubbler |  |  | 2019-05-31 | A | GISSA
B | both | DDS_EXISTING | Plumbing Equipment Type | PWCC | Water Cooler/Chiller (With Mains Connected) |  |  | 2019-05-31 | A | GISSA
B | both | DDS_EXISTING | Plumbing Equipment Type | PWCN | Water Conditioner |  |  | 2019-05-31 | A | GISSA
B | both | DDS_EXISTING | Plumbing Equipment Type | PWFL | Water Filter |  |  | 2019-05-31 | A | GISSA
B | both | DDS_EXISTING | Plumbing Equipment Type | PWPM | Water Pump |  |  | 2019-05-31 | A | GISSA
B | both | DDS_EXISTING | Plumbing Equipment Type | PWST | Water Storage Tank |  |  | 2019-05-31 | A | GISSA
B | both | DDS_EXISTING | Plumbing Equipment Type | SeeComment | To be used when a Plumbing Equipment Type is not listed. The new Plumbing Equipment Type is to be listed in the Comments field. |  |  | 2019-05-31 | A | GISSA
B | both | DDS_EXISTING | Plumbing Systems | COLDNP | Cold Water System - Non-Potable |  |  | 2019-05-31 | A | GISSA
B | both | DDS_EXISTING | Plumbing Systems | COLDP | Cold Water System - Potable |  |  | 2019-05-31 | A | GISSA
B | both | DDS_EXISTING | Plumbing Systems | GAS | Gas Distribution System |  |  | 2019-05-31 | A | GISSA
B | both | DDS_EXISTING | Plumbing Systems | HOT | Hot Water System |  |  | 2019-05-31 | A | GISSA
B | both | DDS_EXISTING | Plumbing Systems | STORM | Stormwater System |  |  | 2019-05-31 | A | GISSA
B | both | DDS_EXISTING | Plumbing Systems | WASTEW | Wastewater System | Changed code from STORM to WASTEW and changed in spreadsheet to correct Specs |  | 2023-11-13 | M | GISSA
R | both | DDS_EXISTING | Pole/Post Material | AL | Aluminium |  |  | 2019-05-31 | A | GISSA
R | both | DDS_EXISTING | Pole/Post Material | IRON | Iron |  |  | 2019-05-31 | A | GISSA
R | both | DDS_EXISTING | Pole/Post Material | NA | Not Applicable |  |  | 2019-05-31 | A | GISSA
R | both | DDS_EXISTING | Pole/Post Material | PCM | Powder Coated Metal |  |  | 2019-05-31 | A | GISSA
R | both | DDS_EXISTING | Pole/Post Material | SeeComment | To be used when a Pole/Post Material is not listed. The new Pole/Post Material is to be listed in the Comments field. |  |  | 2019-05-31 | A | GISSA
R | both | DDS_EXISTING | Pole/Post Material | SSTEEL | Stainless Steel |  |  | 2019-05-31 | A | GISSA
R | both | DDS_EXISTING | Pole/Post Material | STEEL | Steel |  |  | 2019-05-31 | A | GISSA
R | both | DDS_EXISTING | Pole/Post Material | TMBR | Timber |  |  | 2019-05-31 | A | GISSA
R | both | DDS_EXISTING | Pole/Post Material | WOOD | Wood |  |  | 2019-05-31 | A | GISSA
R | both | DDS_EXISTING | Pole/Post Type | CANT | Cantilever |  |  | 2019-05-31 | A | GISSA
R | both | DDS_EXISTING | Pole/Post Type | CMPST | Composite |  |  | 2019-05-31 | A | GISSA
R | Removed | DDS_EXISTING | Pole/Post Type | NA |  |  | Removed code. | 2023-11-07 | R | GISSA
R | both | DDS_EXISTING | Pole/Post Type | PEDST | Pedestal |  |  | 2019-05-31 | A | GISSA
R | both | DDS_EXISTING | Pole/Post Type | SeeComment | To be used when a Pole/Post Type is not listed. The new Pole/Post Type is to be listed in the Comments field. |  |  | 2019-05-31 | A | GISSA
R | both | DDS_EXISTING | Pole/Post Type | SNG | Single |  |  | 2019-05-31 | A | GISSA
R | both | DDS_EXISTING | Pole/Post Type | TOW | Tower |  | Corrected specification coverage in the spreadsheet. | 2023-11-10 | M | GISSA
O | both | DDS_EXISTING | Position | ABG | Above Ground |  |  | 2019-05-31 | A | GISSA
R | both | DDS_EXISTING | Position | ABG | Above Ground |  |  | 2019-05-31 | A | GISSA
S | both | DDS_EXISTING | Position | ABG | Above Ground |  |  | 2019-05-31 | A | GISSA
W | both | DDS_EXISTING | Position | ABG | Above Ground |  |  | 2019-05-31 | A | GISSA
D | both | DDS_EXISTING | Position | ABG | Above Ground |  |  | 2019-05-31 | A | GISSA
O | both | DDS_EXISTING | Position | OVRHD | Overhead |  |  | 2019-05-31 | A | GISSA
R | both | DDS_EXISTING | Position | OVRHD | Overhead |  |  | 2019-05-31 | A | GISSA
S | both | DDS_EXISTING | Position | OVRHD | Overhead |  |  | 2019-05-31 | A | GISSA
W | both | DDS_EXISTING | Position | OVRHD | Overhead |  |  | 2019-05-31 | A | GISSA
D | both | DDS_EXISTING | Position | OVRHD | Overhead |  |  | 2019-05-31 | A | GISSA
O | both | DDS_EXISTING | Position | PRTBRD | Partially Buried |  |  | 2019-05-31 | A | GISSA
R | both | DDS_EXISTING | Position | PRTBRD | Partially Buried |  |  | 2019-05-31 | A | GISSA
S | both | DDS_EXISTING | Position | PRTBRD | Partially Buried |  |  | 2019-05-31 | A | GISSA
W | both | DDS_EXISTING | Position | PRTBRD | Partially Buried |  |  | 2019-05-31 | A | GISSA
D | both | DDS_EXISTING | Position | PRTBRD | Partially Buried |  |  | 2019-05-31 | A | GISSA
O | both | DDS_EXISTING | Position | UNDGRD | Underground |  |  | 2019-05-31 | A | GISSA
R | both | DDS_EXISTING | Position | UNDGRD | Underground |  |  | 2019-05-31 | A | GISSA
S | both | DDS_EXISTING | Position | UNDGRD | Underground |  |  | 2019-05-31 | A | GISSA
W | both | DDS_EXISTING | Position | UNDGRD | Underground |  |  | 2019-05-31 | A | GISSA
D | both | DDS_EXISTING | Position | UNDGRD | Underground |  | Added code. | 2022-12-06 | A | GISSA
O | both | DDS_EXISTING | Post Material | AL | Aluminium |  |  | 2019-05-31 | A | GISSA
O | both | DDS_EXISTING | Post Material | CONC | Concrete |  |  | 2019-05-31 | A | GISSA
O | both | DDS_EXISTING | Post Material | GWI | Galvanised Wrought Iron (Also known as Galvanised Mild Steel) |  |  | 2019-05-31 | A | GISSA
O | both | DDS_EXISTING | Post Material | IRON | Iron |  |  | 2019-05-31 | A | GISSA
O | both | DDS_EXISTING | Post Material | MI | Malleable Iron |  |  | 2019-05-31 | A | GISSA
O | both | DDS_EXISTING | Post Material | NA | Not Applicable |  |  | 2019-05-31 | A | GISSA
O | both | DDS_EXISTING | Post Material | SeeComment | To be used when a Post Material is not listed. The new Post Material is to be listed in the Comments field. |  |  | 2019-05-31 | A | GISSA
O | both | DDS_EXISTING | Post Material | SSTEEL | Stainless Steel |  |  | 2019-05-31 | A | GISSA
O | both | DDS_EXISTING | Post Material | STEEL | Steel |  |  | 2019-05-31 | A | GISSA
O | both | DDS_EXISTING | Post Material | TMBR | Timber |  |  | 2019-05-31 | A | GISSA
O | both | DDS_EXISTING | Post Material | WI | Wrought Iron |  | Corrected specification coverage in the spreadsheet. | 2023-11-10 | M | GISSA
B | both | DDS_EXISTING | Power Source | 12V | 12 V |  |  | 2019-05-31 | A | GISSA
B | both | DDS_EXISTING | Power Source | 240V | 240 V |  |  | 2019-05-31 | A | GISSA
B | both | DDS_EXISTING | Power Source | BATTERY | Battery |  |  | 2019-05-31 | A | GISSA
R | both | DDS_EXISTING | Power Source | GEN | Generator |  |  | 2019-05-31 | A | GISSA
B | both | DDS_EXISTING | Power Source | MAINGRID | Main Grid |  |  | 2019-05-31 | A | GISSA
R | both | DDS_EXISTING | Power Source | SeeComment | To be used when a Power Source is not listed. The new Power Source is to be listed in the Comments field. |  |  | 2019-05-31 | A | GISSA
B | both | DDS_EXISTING | Power Source | SeeComment | To be used when a Power Source is not listed. The new Power Source is to be listed in the Comments field. |  | Changed specification coverage in the spreadsheet from R to the correct specifications. | 2023-11-13 | M | GISSA
S | Removed | DDS_EXISTING | Power Source | SOL |  |  | Removed from spreadsheet. | 2023-11-13 | R | GISSA
S | both | DDS_EXISTING | Property Connection Type | COMG | Commercial - Gravity |  |  | 2019-05-31 | A | GISSA
S | both | DDS_EXISTING | Property Connection Type | COMP | Commercial - Pressure |  |  | 2019-05-31 | A | GISSA
S | both | DDS_EXISTING | Property Connection Type | INDG | Industrial - Gravity |  |  | 2019-05-31 | A | GISSA
S | both | DDS_EXISTING | Property Connection Type | INDP | Industrial - Pressure |  |  | 2019-05-31 | A | GISSA
S | both | DDS_EXISTING | Property Connection Type | RESG | Residential - Gravity |  |  | 2019-05-31 | A | GISSA
S | both | DDS_EXISTING | Property Connection Type | RESP | Residential - Pressure |  |  | 2019-05-31 | A | GISSA
W | both | DDS_EXISTING | Protection Type | BITUMEN | Bitumen |  |  | 2019-05-31 | A | GISSA
S | both | DDS_EXISTING | Protection Type | BITUMEN | Bitumen |  |  | 2019-05-31 | A | GISSA
W | both | DDS_EXISTING | Protection Type | CATH | Cathodic |  |  | 2019-05-31 | A | GISSA
S | both | DDS_EXISTING | Protection Type | CATH | Cathodic |  |  | 2019-05-31 | A | GISSA
W | both | DDS_EXISTING | Protection Type | DENT | Denso Taped |  |  | 2019-05-31 | A | GISSA
S | both | DDS_EXISTING | Protection Type | DENT | Denso Taped |  |  | 2019-05-31 | A | GISSA
W | both | DDS_EXISTING | Protection Type | FBE | Fusion Bonded Epoxy |  |  | 2019-05-31 | A | GISSA
S | both | DDS_EXISTING | Protection Type | FBE | Fusion Bonded Epoxy |  |  | 2019-05-31 | A | GISSA
W | both | DDS_EXISTING | Protection Type | GAL | Galvanised |  |  | 2019-05-31 | A | GISSA
S | both | DDS_EXISTING | Protection Type | GAL | Galvanised |  |  | 2019-05-31 | A | GISSA
S | both | DDS_EXISTING | Protection Type | NA | Not Applicable |  |  | 2019-05-31 | A | GISSA
W | both | DDS_EXISTING | Protection Type | PAINT | Painted |  |  | 2019-05-31 | A | GISSA
S | both | DDS_EXISTING | Protection Type | PAINT | Painted |  |  | 2019-05-31 | A | GISSA
W | both | DDS_EXISTING | Protection Type | PE | Polyethylene |  |  | 2019-05-31 | A | GISSA
S | both | DDS_EXISTING | Protection Type | PE | Polyethylene |  |  | 2019-05-31 | A | GISSA
W | both | DDS_EXISTING | Protection Type | SCEN | Sintakote Concrete Encased |  |  | 2019-05-31 | A | GISSA
S | both | DDS_EXISTING | Protection Type | SCEN | Sintakote Concrete Encased |  |  | 2019-05-31 | A | GISSA
W | both | DDS_EXISTING | Protection Type | SeeComment | To be used when a Protection Type is not listed. The new Protection Type is to be listed in the Comments field. |  |  | 2019-05-31 | A | GISSA
S | both | DDS_EXISTING | Protection Type | SeeComment | To be used when a Protection Type is not listed. The new Protection Type is to be listed in the Comments field. |  |  | 2019-05-31 | A | GISSA
W | both | DDS_EXISTING | Protection Type | SHETH | Sheathed |  |  | 2019-05-31 | A | GISSA
S | both | DDS_EXISTING | Protection Type | SHETH | Sheathed |  |  | 2019-05-31 | A | GISSA
W | both | DDS_EXISTING | Protection Type | SINTK | Sintakote |  |  | 2019-05-31 | A | GISSA
S | both | DDS_EXISTING | Protection Type | SINTK | Sintakote |  |  | 2019-05-31 | A | GISSA
W | both | DDS_EXISTING | Protection Type | UNC | Uncoated |  |  | 2019-05-31 | A | GISSA
S | both | DDS_EXISTING | Protection Type | UNC | Uncoated |  | Corrected specification coverage in the spreadsheet. | 2023-11-10 | M | GISSA
S | both | DDS_EXISTING | Protective Material Type | BRASS | Brass |  |  | 2019-05-31 | A | GISSA
W | both | DDS_EXISTING | Protective Material Type | BRASS | Brass |  |  | 2019-05-31 | A | GISSA
B | both | DDS_EXISTING | Protective Material Type | BRASS | Brass |  |  | 2019-05-31 | A | GISSA
S | both | DDS_EXISTING | Protective Material Type | BRK | Brick |  |  | 2019-05-31 | A | GISSA
W | both | DDS_EXISTING | Protective Material Type | BRK | Brick |  |  | 2019-05-31 | A | GISSA
B | both | DDS_EXISTING | Protective Material Type | BRK | Brick |  |  | 2019-05-31 | A | GISSA
S | both | DDS_EXISTING | Protective Material Type | DICL | Ductile Iron Cement Lined |  |  | 2019-05-31 | A | GISSA
W | both | DDS_EXISTING | Protective Material Type | DICL | Ductile Iron Cement Lined |  |  | 2019-05-31 | A | GISSA
B | both | DDS_EXISTING | Protective Material Type | DICL | Ductile Iron Cement Lined |  |  | 2019-05-31 | A | GISSA
S | both | DDS_EXISTING | Protective Material Type | FBE | Fusion Bonded Epoxy |  |  | 2019-05-31 | A | GISSA
W | both | DDS_EXISTING | Protective Material Type | FBE | Fusion Bonded Epoxy |  |  | 2019-05-31 | A | GISSA
B | both | DDS_EXISTING | Protective Material Type | FBE | Fusion Bonded Epoxy |  |  | 2019-05-31 | A | GISSA
S | both | DDS_EXISTING | Protective Material Type | GUNN | Gunnite |  |  | 2019-05-31 | A | GISSA
W | both | DDS_EXISTING | Protective Material Type | GUNN | Gunnite |  |  | 2019-05-31 | A | GISSA
B | both | DDS_EXISTING | Protective Material Type | GUNN | Gunnite |  |  | 2019-05-31 | A | GISSA
S | both | DDS_EXISTING | Protective Material Type | GWICL | GWI Cement Lined |  |  | 2019-05-31 | A | GISSA
W | both | DDS_EXISTING | Protective Material Type | GWICL | GWI Cement Lined |  |  | 2019-05-31 | A | GISSA
B | both | DDS_EXISTING | Protective Material Type | GWICL | GWI Cement Lined |  |  | 2019-05-31 | A | GISSA
S | both | DDS_EXISTING | Protective Material Type | PLASTIC | Plastic |  |  | 2019-05-31 | A | GISSA
W | both | DDS_EXISTING | Protective Material Type | PLASTIC | Plastic |  |  | 2019-05-31 | A | GISSA
B | both | DDS_EXISTING | Protective Material Type | PLASTIC | Plastic |  |  | 2019-05-31 | A | GISSA
S | both | DDS_EXISTING | Protective Material Type | SeeComment | To be used when a Protective Material Type is not listed. The new Protective Material Type is to be listed in the Comments field. |  |  | 2019-05-31 | A | GISSA
W | both | DDS_EXISTING | Protective Material Type | SeeComment | To be used when a Protective Material Type is not listed. The new Protective Material Type is to be listed in the Comments field. |  |  | 2019-05-31 | A | GISSA
B | both | DDS_EXISTING | Protective Material Type | SeeComment | To be used when a Protective Material Type is not listed. The new Protective Material Type is to be listed in the Comments field. |  | Corrected specification coverage in the spreadsheet. | 2023-11-10 | M | GISSA
O | both | DDS_EXISTING | Public Art / Memorial Type | MEM | Memorial Seat |  |  | 2019-05-31 | A | GISSA
O | both | DDS_EXISTING | Public Art / Memorial Type | MM | Monument |  |  | 2019-05-31 | A | GISSA
O | both | DDS_EXISTING | Public Art / Memorial Type | MRL | Mural |  |  | 2019-05-31 | A | GISSA
O | both | DDS_EXISTING | Public Art / Memorial Type | PLQ | Plaque |  |  | 2019-05-31 | A | GISSA
O | both | DDS_EXISTING | Public Art / Memorial Type | SCT | Sculpture |  |  | 2019-05-31 | A | GISSA
O | both | DDS_EXISTING | Public Art / Memorial Type | SeeComment | To be used when a Public Art/Memorial Type is not listed. The new Public Art/Memorial Type is to be listed in the Comments field. |  |  | 2019-05-31 | A | GISSA
O | both | DDS_EXISTING | Public Art / Memorial Type | ST | Statue |  |  | 2019-05-31 | A | GISSA
O | both | DDS_EXISTING | Public Art/Memorial Material | AL | Aluminium |  |  | 2019-05-31 | A | GISSA
O | both | DDS_EXISTING | Public Art/Memorial Material | BEDR | Bedrock |  |  | 2019-05-31 | A | GISSA
O | both | DDS_EXISTING | Public Art/Memorial Material | BOULDER | Boulders |  |  | 2019-05-31 | A | GISSA
O | both | DDS_EXISTING | Public Art/Memorial Material | BRASS | Brass |  |  | 2019-05-31 | A | GISSA
O | both | DDS_EXISTING | Public Art/Memorial Material | BRK | Brick |  |  | 2019-05-31 | A | GISSA
O | both | DDS_EXISTING | Public Art/Memorial Material | BSTN | Bluestone |  |  | 2019-05-31 | A | GISSA
O | both | DDS_EXISTING | Public Art/Memorial Material | CANV | Canvas |  |  | 2019-05-31 | A | GISSA
O | both | DDS_EXISTING | Public Art/Memorial Material | CCONC | Coloured Concrete |  |  | 2019-05-31 | A | GISSA
O | both | DDS_EXISTING | Public Art/Memorial Material | CEM | Cement |  |  | 2019-05-31 | A | GISSA
O | both | DDS_EXISTING | Public Art/Memorial Material | CONC | Concrete |  |  | 2019-05-31 | A | GISSA
O | both | DDS_EXISTING | Public Art/Memorial Material | CORR | Corrugated Steel/Aluminium |  |  | 2019-05-31 | A | GISSA
O | both | DDS_EXISTING | Public Art/Memorial Material | CSTEEL | Colour Steel |  |  | 2019-05-31 | A | GISSA
O | both | DDS_EXISTING | Public Art/Memorial Material | CU | Copper |  |  | 2019-05-31 | A | GISSA
O | both | DDS_EXISTING | Public Art/Memorial Material | F | Fibrous |  |  | 2019-05-31 | A | GISSA
O | both | DDS_EXISTING | Public Art/Memorial Material | FIBRE | Fibreglass |  |  | 2019-05-31 | A | GISSA
O | both | DDS_EXISTING | Public Art/Memorial Material | GR | Grass |  |  | 2019-05-31 | A | GISSA
O | both | DDS_EXISTING | Public Art/Memorial Material | IRON | Iron |  |  | 2019-05-31 | A | GISSA
O | both | DDS_EXISTING | Public Art/Memorial Material | PAV | Pavers |  |  | 2019-05-31 | A | GISSA
O | both | DDS_EXISTING | Public Art/Memorial Material | PE | Polyethylene |  |  | 2019-05-31 | A | GISSA
O | both | DDS_EXISTING | Public Art/Memorial Material | PERSPEX | PERSPEX |  | 202604 - Changed code from PER to PERSPEX. | 2026-04-29 | M | GISSA
O | both | DDS_EXISTING | Public Art/Memorial Material | PP | Polypropylene |  |  | 2019-05-31 | A | GISSA
O | both | DDS_EXISTING | Public Art/Memorial Material | PU | Polyurethane |  |  | 2019-05-31 | A | GISSA
O | both | DDS_EXISTING | Public Art/Memorial Material | PUA | Polyurea |  |  | 2019-05-31 | A | GISSA
O | both | DDS_EXISTING | Public Art/Memorial Material | PVC | Polyvinyl chloride |  |  | 2019-05-31 | A | GISSA
O | both | DDS | Public Art/Memorial Material | RC | Reinforced Concrete - No Class |  | Added code to separate the RC descriptions for DDS specs in which 'Unknown' does not exist and the RC descriptions for existing specs in which 'Unknown' exists. | 2019-05-31 | A | GISSA
O | both | DDS_EXISTING | Public Art/Memorial Material | ROKP | Rock Paver |  | 202604 - Changed description from Rock paver to Rock Paver. | 2026-04-29 | M | GISSA
O | both | DDS_EXISTING | Public Art/Memorial Material | SHADE_CLTH | Shade Cloth |  |  | 2019-05-31 | A | GISSA
O | both | DDS_EXISTING | Public Art/Memorial Material | STEEL | Steel |  |  | 2019-05-31 | A | GISSA
O | both | DDS_EXISTING | Public Art/Memorial Material | STNE | Stone |  |  | 2019-05-31 | A | GISSA
O | both | DDS_EXISTING | Public Art/Memorial Material | TIC | Tiles - Ceramic |  |  | 2019-05-31 | A | GISSA
O | both | DDS_EXISTING | Public Art/Memorial Material | TMBR | Timber |  |  | 2019-05-31 | A | GISSA
O | both | DDS_EXISTING | Public Art/Memorial Material | WI | Wrought Iron |  |  | 2019-05-31 | A | GISSA
O | both | DDS_EXISTING | Public Art/Memorial Material | WOOD | Wood |  | Changed specification coverage in the spreadsheet from S to the correct specifications. | 2023-11-15 | M | GISSA
W | both | DDS_EXISTING | Pump Purpose | BOOST | Booster |  |  | 2019-05-31 | A | GISSA
S | both | DDS_EXISTING | Pump Purpose | BOOST | Booster |  |  | 2019-05-31 | A | GISSA
W | both | DDS_EXISTING | Pump Purpose | SUCTN | Suction |  |  | 2019-05-31 | A | GISSA
S | both | DDS_EXISTING | Pump Purpose | SUCTN | Suction |  |  | 2019-05-31 | A | GISSA
S | both | DDS_EXISTING | Pump Purpose | SeeComment | To be used when a Pump Purpose is not listed. The new Pump Purpose is to be listed in the Comments field. |  |  | 2019-05-31 | A | GISSA
W | both | DDS_EXISTING | Pump Station Type | CNVNT | Conventional |  |  | 2019-05-31 | A | GISSA
S | both | DDS_EXISTING | Pump Station Type | ING | In-ground |  | 2026 - Changed description from Inground to In-ground. 2021 - Added code. | 2026-04-28 | M | GISSA
W | both | DDS_EXISTING | Pump Station Type | SeeComment | To be used when a Pump Station Type is not listed. The new Pump Station Type is to be listed in the Comments field. |  |  | 2019-05-31 | A | GISSA
S | both | DDS_EXISTING | Pump Station Type | SeeComment | To be used when a Pump Station Type is not listed. The new Pump Station Type is to be listed in the Comments field. |  |  | 2019-05-31 | A | GISSA
W | both | DDS_EXISTING | Pump Station Type | SUB | Submersible |  |  | 2019-05-31 | A | GISSA
W | both | DDS_EXISTING | Pump Type | BORE | Bore |  |  | 2019-05-31 | A | GISSA
W | both | DDS_EXISTING | Pump Type | CENS | Centrifugal - Single Stage |  |  | 2019-05-31 | A | GISSA
W | both | DDS_EXISTING | Pump Type | EDS | End Suction |  |  | 2019-05-31 | A | GISSA
W | both | DDS_EXISTING | Pump Type | EDSCS | End Suction - Centrifugal - Single Stage |  |  | 2019-05-31 | A | GISSA
W | both | DDS_EXISTING | Pump Type | HM | Horizontal Multistage |  |  | 2019-05-31 | A | GISSA
W | both | DDS_EXISTING | Pump Type | JET | Jet |  |  | 2019-05-31 | A | GISSA
W | both | DDS_EXISTING | Pump Type | PRS | Pressure |  |  | 2019-05-31 | A | GISSA
W | both | DDS_EXISTING | Pump Type | SeeComment | To be used when a Pump Type is not listed. The new Pump Type is to be listed in the Comments field. |  |  | 2019-05-31 | A | GISSA
W | both | DDS_EXISTING | Pump Type | SUB | Submersible |  |  | 2019-05-31 | A | GISSA
W | both | DDS_EXISTING | Pump Type | VM | Vertical Multistage |  | Changed specification coverage in the spreadsheet from S to the correct specifications. | 2023-11-15 | M | GISSA
W | both | DDS_EXISTING | Pump Use | NONSTDBY | Non-Standby |  |  | 2019-05-31 | A | GISSA
S | both | DDS_EXISTING | Pump Use | NONSTDBY | Non-Standby |  |  | 2019-05-31 | A | GISSA
W | both | DDS_EXISTING | Pump Use | STDBY | Standby |  |  | 2019-05-31 | A | GISSA
S | both | DDS_EXISTING | Pump Use | STDBY | Standby |  | Corrected specification coverage in the spreadsheet. | 2023-11-10 | M | GISSA
R | both | DDS_EXISTING | Rail Material | AL | Aluminium |  |  | 2019-05-31 | A | GISSA
O | both | DDS_EXISTING | Rail Material | AL | Aluminium |  |  | 2019-05-31 | A | GISSA
R | both | DDS_EXISTING | Rail Material | BRASS | Brass |  |  | 2019-05-31 | A | GISSA
O | both | DDS_EXISTING | Rail Material | BRASS | Brass |  |  | 2019-05-31 | A | GISSA
R | both | DDS_EXISTING | Rail Material | NA | Not Applicable |  |  | 2019-05-31 | A | GISSA
O | both | DDS_EXISTING | Rail Material | NA | Not Applicable |  |  | 2019-05-31 | A | GISSA
R | both | DDS_EXISTING | Rail Material | SeeComment | To be used when a Rail Material is not listed. The new Rail Material is to be listed in the Comments field. |  |  | 2019-05-31 | A | GISSA
O | both | DDS_EXISTING | Rail Material | SeeComment | To be used when a Rail Material is not listed. The new Rail Material is to be listed in the Comments field. |  |  | 2019-05-31 | A | GISSA
R | both | DDS_EXISTING | Rail Material | SSTEEL | Stainless Steel |  |  | 2019-05-31 | A | GISSA
O | both | DDS_EXISTING | Rail Material | SSTEEL | Stainless Steel |  |  | 2019-05-31 | A | GISSA
R | both | DDS_EXISTING | Rail Material | STEEL | Steel |  |  | 2019-05-31 | A | GISSA
O | both | DDS_EXISTING | Rail Material | STEEL | Steel |  |  | 2019-05-31 | A | GISSA
R | both | DDS_EXISTING | Rail Material | WI | Wrought Iron |  |  | 2019-05-31 | A | GISSA
O | both | DDS_EXISTING | Rail Material | WI | Wrought Iron |  |  | 2019-05-31 | A | GISSA
R | both | DDS_EXISTING | Rail Material | WOOD | Wood |  |  | 2019-05-31 | A | GISSA
O | both | DDS_EXISTING | Rail Material | WOOD | Wood |  |  | 2019-05-31 | A | GISSA
R | both | DDS_EXISTING | Rail Type | BLSTR | Baluster |  |  | 2019-05-31 | A | GISSA
O | both | DDS_EXISTING | Rail Type | BLSTR | Baluster |  |  | 2019-05-31 | A | GISSA
R | both | DDS_EXISTING | Rail Type | CONTHR | Continuous Rail |  |  | 2019-05-31 | A | GISSA
O | both | DDS_EXISTING | Rail Type | CONTHR | Continuous Rail |  |  | 2019-05-31 | A | GISSA
R | both | DDS_EXISTING | Rail Type | DBLR | Double Rail |  |  | 2019-05-31 | A | GISSA
O | both | DDS_EXISTING | Rail Type | DBLR | Double Rail |  |  | 2019-05-31 | A | GISSA
R | both | DDS_EXISTING | Rail Type | NA | Not Applicable |  |  | 2019-05-31 | A | GISSA
O | both | DDS_EXISTING | Rail Type | POST | Post |  |  | 2019-05-31 | A | GISSA
R | both | DDS_EXISTING | Rail Type | SeeComment | To be used when a Rail Type is not listed. The new Rail Type is to be listed in the Comments field. |  |  | 2019-05-31 | A | GISSA
W | both | DDS_EXISTING | Rail Type | SeeComment | To be used when a Rail Type is not listed. The new Rail Type is to be listed in the Comments field. |  | Added codelist and code for 2023. | 2023-09-04 | A | GISSA
W | both | DDS_EXISTING | Reservoir Type | BANK | Bank-Side |  |  | 2019-05-31 | A | GISSA
W | both | DDS_EXISTING | Reservoir Type | COASTAL | Coastal |  |  | 2019-05-31 | A | GISSA
W | both | DDS_EXISTING | Reservoir Type | SeeComment | To be used when a Reservoir Type is not listed. The new Reservoir Type is to be listed in the Comments field. |  |  | 2019-05-31 | A | GISSA
W | both | DDS_EXISTING | Reservoir Type | SERVICE | Service Reservoir |  |  | 2019-05-31 | A | GISSA
W | both | DDS_EXISTING | Reservoir Type | VALLEY | Valley-Dammed |  | Corrected specification coverage in the spreadsheet. | 2023-11-13 | M | GISSA
O | both | DDS_EXISTING | Retaining Wall (Above/Below) Type | BANK | Bank |  |  | 2019-05-31 | A | GISSA
O | both | DDS_EXISTING | Retaining Wall (Above/Below) Type | C-PROP | Council property |  |  | 2019-05-31 | A | GISSA
O | both | DDS_EXISTING | Retaining Wall (Above/Below) Type | DWY | Driveway |  |  | 2019-05-31 | A | GISSA
O | both | DDS_EXISTING | Retaining Wall (Above/Below) Type | OPENSPACE | Open Space |  | 202604 - Changed code from Open to OPENSPACE. | 2026-04-28 | M | GISSA
O | both | DDS_EXISTING | Retaining Wall (Above/Below) Type | PATH | Path |  |  | 2019-05-31 | A | GISSA
O | both | DDS_EXISTING | Retaining Wall (Above/Below) Type | PRIVP | Private Property |  |  | 2019-05-31 | A | GISSA
O | both | DDS_EXISTING | Retaining Wall (Above/Below) Type | ROADW | Roadway |  |  | 2019-05-31 | A | GISSA
O | both | DDS_EXISTING | Retaining Wall (Above/Below) Type | SEA | Sea |  |  | 2019-05-31 | A | GISSA
O | both | DDS_EXISTING | Retaining Wall (Above/Below) Type | SeeComment | To be used when a Retaining Wall (Above/Below) Type is not listed. The new Retaining Wall (Above/Below) Type is to be listed in the Comments field. |  |  | 2019-05-31 | A | GISSA
O | both | DDS_EXISTING | Retaining Wall (Above/Below) Type | STRU | Structure |  |  | 2019-05-31 | A | GISSA
O | both | DDS_EXISTING | Retaining Wall (Above/Below) Type | WCOURSE | Waterway |  |  | 2019-05-31 | A | GISSA
O | both | DDS_EXISTING | Retaining Wall Foundation Type | EBPILE | End bearing piles |  |  | 2019-05-31 | A | GISSA
O | both | DDS_EXISTING | Retaining Wall Foundation Type | FRPILE | Friction piles |  |  | 2019-05-31 | A | GISSA
O | both | DDS_EXISTING | Retaining Wall Foundation Type | INDF | Individual footing |  |  | 2019-05-31 | A | GISSA
O | both | DDS_EXISTING | Retaining Wall Foundation Type | MFOUND | Mat foundation |  |  | 2019-05-31 | A | GISSA
O | both | DDS_EXISTING | Retaining Wall Foundation Type | PILE | Piling |  |  | 2019-05-31 | A | GISSA
O | both | DDS_EXISTING | Retaining Wall Foundation Type | SeeComment | To be used when a Retaining Wall Foundation Type is not listed. The new Retaining Wall Foundation Type is to be listed in the Comments field. |  |  | 2019-05-31 | A | GISSA
O | both | DDS_EXISTING | Retaining Wall Foundation Type | STRF | Strip footing |  |  | 2019-05-31 | A | GISSA
O | both | DDS_EXISTING | Retaining Wall Restraint Type | CANT | Cantilever |  |  | 2019-05-31 | A | GISSA
O | both | DDS_EXISTING | Retaining Wall Restraint Type | CSTEM | Cantilever Stem / Counterfort |  |  | 2019-05-31 | A | GISSA
O | both | DDS_EXISTING | Retaining Wall Restraint Type | FACE | Facing |  |  | 2019-05-31 | A | GISSA
O | both | DDS_EXISTING | Retaining Wall Restraint Type | GRAVITY | Gravity |  |  | 2019-05-31 | A | GISSA
O | both | DDS_EXISTING | Retaining Wall Restraint Type | PILE | Piling |  |  | 2019-05-31 | A | GISSA
O | both | DDS_EXISTING | Retaining Wall Restraint Type | SeeComment | To be used when a Retaining Wall Restraint Type is not listed. The new Retaining Wall Restraint Type is to be listed in the Comments field. |  |  | 2019-05-31 | A | GISSA
O | both | DDS_EXISTING | Retaining Wall Structure Type | DWAL | Debris Wall |  |  | 2019-05-31 | A | GISSA
O | both | DDS_EXISTING | Retaining Wall Structure Type | GABION | Gabion Basket |  |  | 2019-05-31 | A | GISSA
O | both | DDS_EXISTING | Retaining Wall Structure Type | NA | Not Applicable |  |  | 2019-05-31 | A | GISSA
O | both | DDS_EXISTING | Retaining Wall Structure Type | SEAW | Seawall |  |  | 2019-05-31 | A | GISSA
O | both | DDS_EXISTING | Retaining Wall Structure Type | SeeComment | To be used when a Retaining Wall Structure Type is not listed. The new Retaining Wall Structure Type is to be listed in the Comments field. |  |  | 2019-05-31 | A | GISSA
O | both | DDS_EXISTING | Retaining Wall Tie System Type | ANCH | Anchored |  |  | 2019-05-31 | A | GISSA
O | both | DDS_EXISTING | Retaining Wall Tie System Type | DEAD | Deadman |  |  | 2019-05-31 | A | GISSA
O | both | DDS_EXISTING | Retaining Wall Tie System Type | NA | Not Applicable |  |  | 2019-05-31 | A | GISSA
O | both | DDS_EXISTING | Retaining Wall Tie System Type | PIN | Pins and nails |  |  | 2019-05-31 | A | GISSA
O | both | DDS_EXISTING | Retaining Wall Tie System Type | SeeComment | To be used when a Retaining Wall Tie System Type is not listed. The new Retaining Wall Tie System Type is to be listed in the Comments field. |  | Changed specification coverage in the spreadsheet from W to the correct specifications. | 2023-11-15 | M | GISSA
W | both | DDS_EXISTING | Retention Structure | DETBAS | Detention Basin |  |  | 2019-05-31 | A | GISSA
W | both | DDS_EXISTING | Retention Structure | GRIP | Grouted Rip Rap |  |  | 2019-05-31 | A | GISSA
W | both | DDS_EXISTING | Retention Structure | MASS | Mass Block |  |  | 2019-05-31 | A | GISSA
W | both | DDS_EXISTING | Retention Structure | RENO | Reno Mattress |  |  | 2019-05-31 | A | GISSA
W | both | DDS_EXISTING | Retention Structure | RETBAS | Retention Basin |  |  | 2019-05-31 | A | GISSA
W | both | DDS_EXISTING | Retention Structure | RIPR | Rip Rap |  |  | 2019-05-31 | A | GISSA
W | both | DDS_EXISTING | Retention Structure | SeeComment | To be used when a Retention Structure is not listed. The new Retention Structure is to be listed in the Comments field. |  | Changed specification coverage in the spreadsheet from R to the correct specifications. | 2023-11-13 | M | GISSA
R | both | DDS_EXISTING | Road Barrier Material | AL | Aluminium |  |  | 2019-05-31 | A | GISSA
R | both | DDS_EXISTING | Road Barrier Material | IRON | Iron |  |  | 2019-05-31 | A | GISSA
R | both | DDS_EXISTING | Road Barrier Material | PVC | Polyvinyl chloride |  |  | 2019-05-31 | A | GISSA
R | both | DDS_EXISTING | Road Barrier Material | STEEL | Steel |  |  | 2019-05-31 | A | GISSA
R | both | DDS_EXISTING | Road Barrier Restraint Type | CANT | Cantilever |  |  | 2019-05-31 | A | GISSA
R | both | DDS_EXISTING | Road Barrier Restraint Type | CSTEM | Cantilever Stem / Counterfort |  |  | 2019-05-31 | A | GISSA
R | both | DDS_EXISTING | Road Barrier Restraint Type | FACE | Facing |  |  | 2019-05-31 | A | GISSA
R | both | DDS_EXISTING | Road Barrier Restraint Type | GRAVITY | Gravity |  |  | 2019-05-31 | A | GISSA
R | both | DDS_EXISTING | Road Barrier Restraint Type | PILE | Piling |  |  | 2019-05-31 | A | GISSA
R | both | DDS_EXISTING | Road Barrier Restraint Type | SeeComment | To be used when a Restraint Type is not listed. The new Restraint Type is to be listed in the Comments field. |  |  | 2019-05-31 | A | GISSA
R | both | DDS_EXISTING | Road Barrier Tie System Type | ANCH | Anchored |  |  | 2019-05-31 | A | GISSA
R | both | DDS_EXISTING | Road Barrier Tie System Type | DEAD | Deadman |  |  | 2019-05-31 | A | GISSA
R | both | DDS_EXISTING | Road Barrier Tie System Type | NA | Not Applicable |  |  | 2019-05-31 | A | GISSA
R | both | DDS_EXISTING | Road Barrier Tie System Type | PIN | Pins and nails |  |  | 2019-05-31 | A | GISSA
R | both | DDS_EXISTING | Road Barrier Tie System Type | SeeComment | To be used when a Tie System Type is not listed. The new Tie System Type is to be listed in the Comments field. |  |  | 2019-05-31 | A | GISSA
R | both | DDS_EXISTING | Road Barrier Type | GUARD | Guard Rail |  |  | 2019-05-31 | A | GISSA
R | both | DDS_EXISTING | Road Barrier Type | NJB | New Jersey Barrier |  |  | 2019-05-31 | A | GISSA
R | both | DDS_EXISTING | Road Barrier Type | NOISE | Noise Attenuation |  |  | 2019-05-31 | A | GISSA
R | both | DDS_EXISTING | Road Barrier Type | SAFETY | Safety |  |  | 2019-05-31 | A | GISSA
R | both | DDS_EXISTING | Road Barrier Type | SeeComment | To be used when a Road Barrier Type is not listed. The new Road Barrier Type is to be listed in the Comments field. |  |  | 2019-05-31 | A | GISSA
R | both | DDS_EXISTING | Road Barrier Type | SIGHT | Sight Rail |  |  | 2019-05-31 | A | GISSA
R | both | DDS_EXISTING | Road Barrier Type | WIRE | Wire Rope |  | Corrected specification coverage in the spreadsheet. | 2023-11-10 | M | GISSA
O | both | DDS_EXISTING | Roof Material | BRK | Brick |  |  | 2019-05-31 | A | GISSA
B | both | DDS_EXISTING | Roof Material | BRK | Brick |  |  | 2019-05-31 | A | GISSA
O | both | DDS_EXISTING | Roof Material | CANV | Canvas |  |  | 2019-05-31 | A | GISSA
B | both | DDS_EXISTING | Roof Material | CANV | Canvas |  |  | 2019-05-31 | A | GISSA
O | both | DDS_EXISTING | Roof Material | CONC | Concrete |  |  | 2019-05-31 | A | GISSA
B | both | DDS_EXISTING | Roof Material | CONC | Concrete |  |  | 2019-05-31 | A | GISSA
O | both | DDS_EXISTING | Roof Material | CORR | Corrugated Steel/Aluminium |  |  | 2019-05-31 | A | GISSA
B | both | DDS_EXISTING | Roof Material | CORR | Corrugated Steel/Aluminium |  |  | 2019-05-31 | A | GISSA
O | both | DDS_EXISTING | Roof Material | NA | Not Applicable |  |  | 2019-05-31 | A | GISSA
B | both | DDS_EXISTING | Roof Material | NA | Not Applicable |  |  | 2019-05-31 | A | GISSA
O | both | DDS_EXISTING | Roof Material | SeeComment | To be used when a Roof Material is not listed. The new Roof Material is to be listed in the Comments field. |  |  | 2019-05-31 | A | GISSA
B | both | DDS_EXISTING | Roof Material | SeeComment | To be used when a Roof Material is not listed. The new Roof Material is to be listed in the Comments field. |  |  | 2019-05-31 | A | GISSA
O | both | DDS_EXISTING | Roof Material | STEEL | Steel |  |  | 2019-05-31 | A | GISSA
B | both | DDS_EXISTING | Roof Material | STEEL | Steel |  |  | 2019-05-31 | A | GISSA
O | both | DDS_EXISTING | Roof Material | STNE | Stone |  |  | 2019-05-31 | A | GISSA
B | both | DDS_EXISTING | Roof Material | STNE | Stone |  |  | 2019-05-31 | A | GISSA
O | both | DDS_EXISTING | Roof Material | TILES | Tiles |  |  | 2019-05-31 | A | GISSA
B | both | DDS_EXISTING | Roof Material | TILES | Tiles |  |  | 2019-05-31 | A | GISSA
O | both | DDS_EXISTING | Roof Material | WOOD | Wood |  |  | 2019-05-31 | A | GISSA
B | both | DDS_EXISTING | Roof Material | WOOD | Wood |  |  | 2019-05-31 | A | GISSA
B | both | DDS_EXISTING | Roof Structure | GABLE | Gable |  |  | 2019-05-31 | A | GISSA
B | both | DDS_EXISTING | Roof Structure | HIP | Hip |  |  | 2019-05-31 | A | GISSA
B | both | DDS_EXISTING | Roof Structure | LSLOPE | Low Slope |  |  | 2019-05-31 | A | GISSA
B | both | DDS_EXISTING | Roof Structure | SeeComment | To be used when a Roof Structure is not listed. The new Roof Structure is to be listed in the Comments field. |  |  | 2019-05-31 | A | GISSA
B | both | DDS_EXISTING | Roof Structure | TRUSS | Truss |  | Changed specification coverage in the spreadsheet from R to the correct specifications. | 2023-11-13 | M | GISSA
R | both | DDS_EXISTING | Rooting Environment | CLLBLK | Cell Block |  |  | 2019-05-31 | A | GISSA
R | both | DDS_EXISTING | Rooting Environment | FP | Footpath |  |  | 2019-05-31 | A | GISSA
R | both | DDS_EXISTING | Rooting Environment | SeeComment | To be used when a Rooting Environment is not listed. The new Rooting Environment is to be listed in the Comments field. |  |  | 2019-05-31 | A | GISSA
R | both | DDS_EXISTING | Rooting Environment | TRPT | Tree Pit |  | Corrected specification coverage in the spreadsheet. | 2023-11-13 | M | GISSA
O | both | DDS_EXISTING | Seal Material | CONC | Concrete |  |  | 2019-05-31 | A | GISSA
O | both | DDS_EXISTING | Seal Material | METAL | Metal |  |  | 2019-05-31 | A | GISSA
O | both | DDS_EXISTING | Seal Material | PU | Polyurethane |  |  | 2019-05-31 | A | GISSA
O | both | DDS_EXISTING | Seal Material | RUB | Rubber |  | Corrected specification coverage in the spreadsheet. | 2023-11-10 | M | GISSA
B | both | DDS_EXISTING | Security Equipment Type | SACN | Security Alarm Controller |  |  | 2019-05-31 | A | GISSA
B | both | DDS_EXISTING | Security Equipment Type | SADL | Security Auto Dialler |  |  | 2019-05-31 | A | GISSA
B | both | DDS_EXISTING | Security Equipment Type | SASN | Security Alarm Sensor |  |  | 2019-05-31 | A | GISSA
B | both | DDS_EXISTING | Security Equipment Type | SCAM | Security Camera |  |  | 2019-05-31 | A | GISSA
B | both | DDS_EXISTING | Security Equipment Type | SCNU | Security Control Unit |  |  | 2019-05-31 | A | GISSA
B | both | DDS_EXISTING | Security Equipment Type | SCRD | Security Card |  |  | 2019-05-31 | A | GISSA
B | both | DDS_EXISTING | Security Equipment Type | SCTV | CCTV Camera |  |  | 2019-05-31 | A | GISSA
B | both | DDS_EXISTING | Security Equipment Type | SDET | Security Detector |  |  | 2019-05-31 | A | GISSA
B | both | DDS_EXISTING | Security Equipment Type | SDVD | Security DVD Recorder |  |  | 2019-05-31 | A | GISSA
B | both | DDS_EXISTING | Security Equipment Type | SGEN | Stand-by Generator |  |  | 2019-05-31 | A | GISSA
B | both | DDS_EXISTING | Security Equipment Type | SHWR | Security Hardware |  |  | 2019-05-31 | A | GISSA
B | both | DDS_EXISTING | Security Equipment Type | SMON | Security Monitor |  | Corrected specification coverage in the spreadsheet. | 2023-11-13 | M | GISSA
O | both | DDS_EXISTING | Services (Linear) Type | ECABLE | Electrical Cable |  |  | 2019-05-31 | A | GISSA
O | both | DDS_EXISTING | Services (Linear) Type | GPIPE | Gas Pipe |  |  | 2019-05-31 | A | GISSA
O | both | DDS_EXISTING | Services (Linear) Type | WPIPE | Water Pipe |  |  | 2019-05-31 | A | GISSA
O | both | DDS_EXISTING | Services (Point) Type | ELEC | Electricity Power Outlet |  | 202604 - Changed description from Power Outlet to Electricity Power Outlet. | 2026-04-27 | M | GISSA
O | both | DDS_EXISTING | Services (Point) Type | ELEM | Electricity Meter |  |  | 2019-05-31 | A | GISSA
O | both | DDS_EXISTING | Services (Point) Type | GAS | Gas Meter |  |  | 2019-05-31 | A | GISSA
O | both | DDS_EXISTING | Services (Point) Type | PUMP | Pump |  |  | 2019-05-31 | A | GISSA
O | both | DDS_EXISTING | Services (Point) Type | SHOW | Outdoor Shower |  |  | 2019-05-31 | A | GISSA
O | both | DDS_EXISTING | Services (Point) Type | WAT | Water Meter |  |  | 2019-05-31 | A | GISSA
O | both | DDS_EXISTING | Services (Point) Type | WTAP | Water Tap / Fountain |  | Changed specification coverage in the spreadsheet from R to the correct specifications. | 2023-11-13 | M | GISSA
R | both | DDS_EXISTING | Shelter Type | BUS | Bus |  |  | 2019-05-31 | A | GISSA
R | both | DDS_EXISTING | Shelter Type | PDST | Pedestrian |  |  | 2019-05-31 | A | GISSA
R | both | DDS_EXISTING | Shelter Type | SeeComment | To be used when a Shelter Type is not listed. The new Shelter Type is to be listed in the Comments field. |  |  | 2019-05-31 | A | GISSA
R | both | DDS_EXISTING | Shelter Type | TRAM | Tram |  | Corrected specification coverage in the spreadsheet. | 2023-11-10 | M | GISSA
R | both | DDS_EXISTING | Sign Material | AL | Aluminium |  |  | 2019-05-31 | A | GISSA
B | both | DDS_EXISTING | Sign Material | AL | Aluminium |  |  | 2019-05-31 | A | GISSA
R | both | DDS_EXISTING | Sign Material | ALB | Aluminium Bronze |  |  | 2019-05-31 | A | GISSA
B | both | DDS_EXISTING | Sign Material | ALB | Aluminium Bronze |  |  | 2019-05-31 | A | GISSA
R | both | DDS_EXISTING | Sign Material | CORR | Corrugated Steel/Aluminium |  |  | 2019-05-31 | A | GISSA
B | both | DDS_EXISTING | Sign Material | CORR | Corrugated Steel/Aluminium |  |  | 2019-05-31 | A | GISSA
R | both | DDS_EXISTING | Sign Material | CU | Copper |  |  | 2019-05-31 | A | GISSA
B | both | DDS_EXISTING | Sign Material | CU | Copper |  |  | 2019-05-31 | A | GISSA
R | both | DDS_EXISTING | Sign Material | FIBRE | Fibreglass |  |  | 2019-05-31 | A | GISSA
B | both | DDS_EXISTING | Sign Material | FIBRE | Fibreglass |  |  | 2019-05-31 | A | GISSA
R | both | DDS_EXISTING | Sign Material | IRON | Iron |  |  | 2019-05-31 | A | GISSA
B | both | DDS_EXISTING | Sign Material | IRON | Iron |  |  | 2019-05-31 | A | GISSA
R | both | DDS_EXISTING | Sign Material | NYL | Nylon |  |  | 2019-05-31 | A | GISSA
B | both | DDS_EXISTING | Sign Material | NYL | Nylon |  |  | 2019-05-31 | A | GISSA
R | both | DDS_EXISTING | Sign Material | PVC | Polyvinyl chloride |  |  | 2019-05-31 | A | GISSA
B | both | DDS_EXISTING | Sign Material | PVC | Polyvinyl chloride |  |  | 2019-05-31 | A | GISSA
R | both | DDS_EXISTING | Sign Material | SeeComment | To be used when a Sign Material is not listed. The new Sign Material is to be listed in the Comments field. |  |  | 2019-05-31 | A | GISSA
B | both | DDS_EXISTING | Sign Material | SeeComment | To be used when a Sign Material is not listed. The new Sign Material is to be listed in the Comments field. |  |  | 2019-05-31 | A | GISSA
R | both | DDS_EXISTING | Sign Material | SSTEEL | Stainless Steel |  |  | 2019-05-31 | A | GISSA
B | both | DDS_EXISTING | Sign Material | SSTEEL | Stainless Steel |  |  | 2019-05-31 | A | GISSA
R | both | DDS_EXISTING | Sign Material | STEEL | Steel |  |  | 2019-05-31 | A | GISSA
B | both | DDS_EXISTING | Sign Material | TMBR | Timber |  |  | 2019-05-31 | A | GISSA
R | both | DDS_EXISTING | Sign Material | WOOD | Wood |  |  | 2019-05-31 | A | GISSA
B | both | DDS_EXISTING | Sign Material | WOOD | Wood |  |  | 2019-05-31 | A | GISSA
B | both | DDS_EXISTING | Sign Purpose | DIR | Directional |  | 2026-04-27: Changed description from 'Directional/Way Finding' to 'Directional'. | 2026-04-27 | M | GISSA
B | both | DDS_EXISTING | Sign Purpose | EMR | Emergency |  |  | 2019-05-31 | A | GISSA
B | both | DDS_EXISTING | Sign Purpose | EXIT | Exit Sign |  |  | 2019-05-31 | A | GISSA
B | both | DDS_EXISTING | Sign Purpose | IDENT | Identification |  |  | 2019-05-31 | A | GISSA
B | both | DDS_EXISTING | Sign Purpose | INFORM | Informational |  |  | 2019-05-31 | A | GISSA
B | both | DDS_EXISTING | Sign Purpose | SAFE | Safety/Regulatory |  |  | 2019-05-31 | A | GISSA
B | both | DDS_EXISTING | Sign Purpose | SeeComment | To be used when a Sign Purpose is not listed. The new Sign Purpose is to be listed in the Comments field. |  |  | 2019-05-31 | A | GISSA
B | both | DDS_EXISTING | Sign Support Type | BMOUNT | Building Mounted - External |  |  | 2019-05-31 | A | GISSA
B | both | DDS_EXISTING | Sign Support Type | FREESTAND | Free Standing |  |  | 2019-05-31 | A | GISSA
B | both | DDS_EXISTING | Sign Support Type | POLE | Pole Mounted |  |  | 2019-05-31 | A | GISSA
B | both | DDS_EXISTING | Sign Support Type | PYLE | Pylon Mounted |  |  | 2019-05-31 | A | GISSA
B | both | DDS_EXISTING | Sign Support Type | SeeComment | To be used when a Sign Support Type is not listed. The new Sign Support Type is to be listed in the Comments field. |  |  | 2019-05-31 | A | GISSA
B | both | DDS_EXISTING | Sign Support Type | WALLM | Wall Mounted |  | 2026 - Changed code from WALL to WALLM. 2023 - Changed in spreadsheet from R to correct Specs. | 2026-04-29 | M | GISSA
R | both | DDS_EXISTING | Signal Type | BEACON | Beacon |  |  | 2019-05-31 | A | GISSA
R | both | DDS_EXISTING | Signal Type | NA | Not Applicable |  |  | 2019-05-31 | A | GISSA
R | both | DDS_EXISTING | Signal Type | PDST | Pedestrian |  |  | 2019-05-31 | A | GISSA
R | both | DDS_EXISTING | Signal Type | SeeComment | To be used when a Signal Type is not listed. The new Signal Type is to be listed in the Comments field. |  |  | 2019-05-31 | A | GISSA
R | both | DDS_EXISTING | Signal Type | SPECIAL | Special Vehicle (Bus, Tram, Bike etc.) |  |  | 2019-05-31 | A | GISSA
R | both | DDS_EXISTING | Signal Type | TRAFFIC | Traffic Control |  | Corrected specification coverage in the spreadsheet. | 2023-11-10 | M | GISSA
D | both | DDS_EXISTING | Source | ASCON | As Constructed Drawing |  |  | 2019-05-31 | A | GISSA
O | both | DDS_EXISTING | Source | ASCON | As Constructed Drawing |  |  | 2019-05-31 | A | GISSA
R | both | DDS_EXISTING | Source | ASCON | As Constructed Drawing |  |  | 2019-05-31 | A | GISSA
S | both | DDS_EXISTING | Source | ASCON | As Constructed Drawing |  |  | 2019-05-31 | A | GISSA
W | both | DDS_EXISTING | Source | ASCON | As Constructed Drawing |  |  | 2019-05-31 | A | GISSA
B | both | DDS_EXISTING | Source | ASCON | As Constructed Drawing |  |  | 2019-05-31 | A | GISSA
D | both | DDS_EXISTING | Source | CHNOFF | Chainage and Offset |  |  | 2019-05-31 | A | GISSA
O | both | DDS_EXISTING | Source | CHNOFF | Chainage and Offset |  |  | 2019-05-31 | A | GISSA
R | both | DDS_EXISTING | Source | CHNOFF | Chainage and Offset |  |  | 2019-05-31 | A | GISSA
S | both | DDS_EXISTING | Source | CHNOFF | Chainage and Offset |  |  | 2019-05-31 | A | GISSA
W | both | DDS_EXISTING | Source | CHNOFF | Chainage and Offset |  |  | 2019-05-31 | A | GISSA
B | both | DDS_EXISTING | Source | CHNOFF | Chainage and Offset |  |  | 2019-05-31 | A | GISSA
D | both | DDS_EXISTING | Source | COMB_1 | Combination Engineers, Contractors and Field Survey Work |  |  | 2019-05-31 | A | GISSA
O | both | DDS_EXISTING | Source | COMB_1 | Combination Engineers, Contractors and Field Survey Work |  |  | 2019-05-31 | A | GISSA
R | both | DDS_EXISTING | Source | COMB_1 | Combination Engineers, Contractors and Field Survey Work |  |  | 2019-05-31 | A | GISSA
S | both | DDS_EXISTING | Source | COMB_1 | Combination Engineers, Contractors and Field Survey Work |  |  | 2019-05-31 | A | GISSA
W | both | DDS_EXISTING | Source | COMB_1 | Combination Engineers, Contractors and Field Survey Work |  |  | 2019-05-31 | A | GISSA
B | both | DDS_EXISTING | Source | COMB_1 | Combination Engineers, Contractors and Field Survey Work |  |  | 2019-05-31 | A | GISSA
D | both | DDS_EXISTING | Source | COMB_2 | Combination Engineers and Field Survey Work |  |  | 2019-05-31 | A | GISSA
O | both | DDS_EXISTING | Source | COMB_2 | Combination Engineers and Field Survey Work |  |  | 2019-05-31 | A | GISSA
R | both | DDS_EXISTING | Source | COMB_2 | Combination Engineers and Field Survey Work |  |  | 2019-05-31 | A | GISSA
S | both | DDS_EXISTING | Source | COMB_2 | Combination Engineers and Field Survey Work |  |  | 2019-05-31 | A | GISSA
W | both | DDS_EXISTING | Source | COMB_2 | Combination Engineers and Field Survey Work |  |  | 2019-05-31 | A | GISSA
B | both | DDS_EXISTING | Source | COMB_2 | Combination Engineers and Field Survey Work |  |  | 2019-05-31 | A | GISSA
D | both | DDS_EXISTING | Source | COMB_3 | Combination Contractors and Field Survey Work |  |  | 2019-05-31 | A | GISSA
O | both | DDS_EXISTING | Source | COMB_3 | Combination Contractors and Field Survey Work |  |  | 2019-05-31 | A | GISSA
R | both | DDS_EXISTING | Source | COMB_3 | Combination Contractors and Field Survey Work |  |  | 2019-05-31 | A | GISSA
S | both | DDS_EXISTING | Source | COMB_3 | Combination Contractors and Field Survey Work |  |  | 2019-05-31 | A | GISSA
W | both | DDS_EXISTING | Source | COMB_3 | Combination Contractors and Field Survey Work |  |  | 2019-05-31 | A | GISSA
B | both | DDS_EXISTING | Source | COMB_3 | Combination Contractors and Field Survey Work |  |  | 2019-05-31 | A | GISSA
D | both | DDS_EXISTING | Source | COMB_4 | Combination Landscape Company and Field Survey Work |  |  | 2019-05-31 | A | GISSA
O | both | DDS_EXISTING | Source | COMB_4 | Combination Landscape Company and Field Survey Work |  |  | 2019-05-31 | A | GISSA
R | both | DDS_EXISTING | Source | COMB_4 | Combination Landscape Company and Field Survey Work |  |  | 2019-05-31 | A | GISSA
S | both | DDS_EXISTING | Source | COMB_4 | Combination Landscape Company and Field Survey Work |  |  | 2019-05-31 | A | GISSA
W | both | DDS_EXISTING | Source | COMB_4 | Combination Landscape Company and Field Survey Work |  |  | 2019-05-31 | A | GISSA
B | both | DDS_EXISTING | Source | COMB_4 | Combination Landscape Company and Field Survey Work |  |  | 2019-05-31 | A | GISSA
D | both | DDS_EXISTING | Source | CONTRACTOR | Contractor who built the asset |  |  | 2019-05-31 | A | GISSA
O | both | DDS_EXISTING | Source | CONTRACTOR | Contractor who built the asset |  |  | 2019-05-31 | A | GISSA
R | both | DDS_EXISTING | Source | CONTRACTOR | Contractor who built the asset |  |  | 2019-05-31 | A | GISSA
S | both | DDS_EXISTING | Source | CONTRACTOR | Contractor who built the asset |  |  | 2019-05-31 | A | GISSA
W | both | DDS_EXISTING | Source | CONTRACTOR | Contractor who built the asset |  |  | 2019-05-31 | A | GISSA
B | both | DDS_EXISTING | Source | CONTRACTOR | Contractor who built the asset |  |  | 2019-05-31 | A | GISSA
D | both | DDS_EXISTING | Source | DESPLAN | Design Plan. DESPLAN is only to be used if the asset has not been constructed at time of Practical Completion |  |  | 2019-05-31 | A | GISSA
O | both | DDS_EXISTING | Source | DESPLAN | Design Plan. DESPLAN is only to be used if the asset has not been constructed at time of Practical Completion |  |  | 2019-05-31 | A | GISSA
R | both | DDS_EXISTING | Source | DESPLAN | Design Plan. DESPLAN is only to be used if the asset has not been constructed at time of Practical Completion |  |  | 2019-05-31 | A | GISSA
S | both | DDS_EXISTING | Source | DESPLAN | Design Plan. DESPLAN is only to be used if the asset has not been constructed at time of Practical Completion |  |  | 2019-05-31 | A | GISSA
W | both | DDS_EXISTING | Source | DESPLAN | Design Plan. DESPLAN is only to be used if the asset has not been constructed at time of Practical Completion |  |  | 2019-05-31 | A | GISSA
B | both | DDS_EXISTING | Source | DESPLAN | Design Plan. DESPLAN is only to be used if the asset has not been constructed at time of Practical Completion |  |  | 2019-05-31 | A | GISSA
D | both | DDS_EXISTING | Source | DESPLANC | Design Plans issued for Construction. DESPLANC is only to be used if the asset has not been constructed at time of Practical Completion |  |  | 2019-05-31 | A | GISSA
O | both | DDS_EXISTING | Source | DESPLANC | Design Plans issued for Construction. DESPLANC is only to be used if the asset has not been constructed at time of Practical Completion |  |  | 2019-05-31 | A | GISSA
R | both | DDS_EXISTING | Source | DESPLANC | Design Plans issued for Construction. DESPLANC is only to be used if the asset has not been constructed at time of Practical Completion |  |  | 2019-05-31 | A | GISSA
S | both | DDS_EXISTING | Source | DESPLANC | Design Plans issued for Construction. DESPLANC is only to be used if the asset has not been constructed at time of Practical Completion |  |  | 2019-05-31 | A | GISSA
W | both | DDS_EXISTING | Source | DESPLANC | Design Plans issued for Construction. DESPLANC is only to be used if the asset has not been constructed at time of Practical Completion |  |  | 2019-05-31 | A | GISSA
B | both | DDS_EXISTING | Source | DESPLANC | Design Plans issued for Construction. DESPLANC is only to be used if the asset has not been constructed at time of Practical Completion |  |  | 2019-05-31 | A | GISSA
D | both | DDS_EXISTING | Source | ENGINEER | Consulting Engineer who designed the asset and or supervised the construction work |  |  | 2019-05-31 | A | GISSA
O | both | DDS_EXISTING | Source | ENGINEER | Consulting Engineer who designed the asset and or supervised the construction work |  |  | 2019-05-31 | A | GISSA
R | both | DDS_EXISTING | Source | ENGINEER | Consulting Engineer who designed the asset and or supervised the construction work |  |  | 2019-05-31 | A | GISSA
S | both | DDS_EXISTING | Source | ENGINEER | Consulting Engineer who designed the asset and or supervised the construction work |  |  | 2019-05-31 | A | GISSA
W | both | DDS_EXISTING | Source | ENGINEER | Consulting Engineer who designed the asset and or supervised the construction work |  |  | 2019-05-31 | A | GISSA
B | both | DDS_EXISTING | Source | ENGINEER | Consulting Engineer who designed the asset and or supervised the construction work |  |  | 2019-05-31 | A | GISSA
D | both | DDS_EXISTING | Source | FIELD | Field Survey |  |  | 2019-05-31 | A | GISSA
O | both | DDS_EXISTING | Source | FIELD | Field Survey |  |  | 2019-05-31 | A | GISSA
R | both | DDS_EXISTING | Source | FIELD | Field Survey |  |  | 2019-05-31 | A | GISSA
S | both | DDS_EXISTING | Source | FIELD | Field Survey |  |  | 2019-05-31 | A | GISSA
W | both | DDS_EXISTING | Source | FIELD | Field Survey |  |  | 2019-05-31 | A | GISSA
B | both | DDS_EXISTING | Source | FIELD | Field Survey |  |  | 2019-05-31 | A | GISSA
D | both | DDS_EXISTING | Source | REFER | Refer to the individual tables |  |  | 2019-05-31 | A | GISSA
O | both | DDS_EXISTING | Source | REFER | Refer to the individual tables |  |  | 2019-05-31 | A | GISSA
R | both | DDS_EXISTING | Source | REFER | Refer to the individual tables |  |  | 2019-05-31 | A | GISSA
S | both | DDS_EXISTING | Source | REFER | Refer to the individual tables |  |  | 2019-05-31 | A | GISSA
W | both | DDS_EXISTING | Source | REFER | Refer to the individual tables |  |  | 2019-05-31 | A | GISSA
B | both | DDS_EXISTING | Source | REFER | Refer to the individual tables |  |  | 2019-05-31 | A | GISSA
D | both | DDS_EXISTING | Source | SeeComment | To be used when a Source is not listed. The new Source is to be listed in the Comments field. |  |  | 2019-05-31 | A | GISSA
O | both | DDS_EXISTING | Source | SeeComment | To be used when a Source is not listed. The new Source is to be listed in the Comments field. |  |  | 2019-05-31 | A | GISSA
R | both | DDS_EXISTING | Source | SeeComment | To be used when a Source is not listed. The new Source is to be listed in the Comments field. |  |  | 2019-05-31 | A | GISSA
S | both | DDS_EXISTING | Source | SeeComment | To be used when a Source is not listed. The new Source is to be listed in the Comments field. |  |  | 2019-05-31 | A | GISSA
W | both | DDS_EXISTING | Source | SeeComment | To be used when a Source is not listed. The new Source is to be listed in the Comments field. |  |  | 2019-05-31 | A | GISSA
B | both | DDS_EXISTING | Source | SeeComment | To be used when a Source is not listed. The new Source is to be listed in the Comments field. |  |  | 2019-05-31 | A | GISSA
B | both | DDS_EXISTING | Space Type | BALCONY | Balcony |  |  | 2019-05-31 | A | GISSA
B | both | DDS_EXISTING | Space Type | BATHROOM | Bathroom |  |  | 2019-05-31 | A | GISSA
B | both | DDS_EXISTING | Space Type | CORRIDOR | Corridor or Hallway |  |  | 2019-05-31 | A | GISSA
B | both | DDS_EXISTING | Space Type | LIFTWELL | Lift Well |  |  | 2019-05-31 | A | GISSA
B | both | DDS_EXISTING | Space Type | MEETING | Meeting Room |  |  | 2019-05-31 | A | GISSA
B | both | DDS_EXISTING | Space Type | OFFICE | Office |  |  | 2019-05-31 | A | GISSA
B | both | DDS_EXISTING | Space Type | SeeComment | To be used when a Space Type is not listed. The new Space Type is to be listed in the Comments field. |  |  | 2019-05-31 | A | GISSA
B | both | DDS_EXISTING | Space Type | STW | Stairwell |  |  | 2019-05-31 | A | GISSA
B | both | DDS_EXISTING | Space Type | TERRACE | Terrace |  |  | 2019-05-31 | A | GISSA
B | both | DDS_EXISTING | Space Type | VERANDAH | Verandah |  |  | 2026-09-29 | A | GISSA
B | both | DDS_EXISTING | Space Type | WC-D | Water Closet/Toilet With Access For Persons With Disabilities |  |  | 2019-05-31 | A | GISSA
B | both | DDS_EXISTING | Space Type | WCT | Water Closet/Toilet |  | Changed specification coverage in the spreadsheet from S to the correct specifications. | 2023-11-15 | M | GISSA
S | both | DDS_EXISTING | Spindle Type | NA | Not Applicable |  |  | 2019-05-31 | A | GISSA
S | both | DDS_EXISTING | Spindle Type | NON-R | Non rising |  |  | 2019-05-31 | A | GISSA
S | both | DDS_EXISTING | Spindle Type | RISINGSTEM | Rising Stem |  | 202604 - Changed code to "RISINGSTEM" and description to "Rising Stem". | 2026-04-29 | M | GISSA
S | both | DDS_EXISTING | Spindle Type | SeeComment | To be used when a Spindle Type is not listed. The new Spindle Type is to be listed in the Comments field. |  | Changed specification coverage in the spreadsheet from R to the correct specifications. | 2023-11-13 | M | GISSA
R | both | DDS_EXISTING | Structure Material | AL | Aluminium |  |  | 2019-05-31 | A | GISSA
W | both | DDS_EXISTING | Structure Material | BRK | Brick |  |  | 2019-05-31 | A | GISSA
R | both | DDS_EXISTING | Structure Material | CLAY | Clay |  |  | 2019-05-31 | A | GISSA
W | both | DDS_EXISTING | Structure Material | CONC | Concrete |  |  | 2019-05-31 | A | GISSA
R | both | DDS_EXISTING | Structure Material | CONC | Concrete |  |  | 2019-05-31 | A | GISSA
R | both | DDS_EXISTING | Structure Material | FCEM | Fibre Cement Sheets |  |  | 2019-05-31 | A | GISSA
R | both | DDS_EXISTING | Structure Material | GLASS | Glass |  |  | 2019-05-31 | A | GISSA
R | both | DDS_EXISTING | Structure Material | IRON | Iron |  |  | 2019-05-31 | A | GISSA
R | both | DDS_EXISTING | Structure Material | NA | Not Applicable |  |  | 2019-05-31 | A | GISSA
R | both | DDS_EXISTING | Structure Material | PSTYB | Polystyrene blocks |  |  | 2019-05-31 | A | GISSA
R | both | DDS_EXISTING | Structure Material | RC1 | Reinforced Concrete - Class 1 |  |  | 2019-05-31 | A | GISSA
R | both | DDS_EXISTING | Structure Material | RC2 | Reinforced Concrete - Class 2 |  |  | 2019-05-31 | A | GISSA
R | both | DDS_EXISTING | Structure Material | RC3 | Reinforced Concrete - Class 3 |  |  | 2019-05-31 | A | GISSA
W | both | DDS_EXISTING | Structure Material | RC4 | Reinforced Concrete - Class 4 |  |  | 2019-05-31 | A | GISSA
R | both | DDS_EXISTING | Structure Material | RCK | Rock |  |  | 2019-06-17 | A | GISSA
R | both | DDS_EXISTING | Structure Material | SSTEEL | Stainless Steel |  |  | 2019-05-31 | A | GISSA
R | both | DDS_EXISTING | Structure Material | STEEL | Steel |  |  | 2019-05-31 | A | GISSA
R | both | DDS_EXISTING | Structure Material | STNE | Stone |  |  | 2019-05-31 | A | GISSA
R | both | DDS_EXISTING | Structure Material | TMBR | Timber |  |  | 2019-05-31 | A | GISSA
D | both | DDS_EXISTING | Structures - Material | WOOD | Wood |  | Corrected a typo in the codelist name. | 2023-11-09 | M | GISSA
D | both | DDS_EXISTING | Structures - Material | CONC | Concrete |  | 202604 - Changed description from Concrete (Not known if reinforced or if un-reinforced) to Concrete. | 2026-04-27 | M | GISSA
D | both | DDS_EXISTING | Structures - Material | CORR | Corrugated Steel/Aluminium |  |  | 2019-05-31 | A | GISSA
D | both | DDS_EXISTING | Structures - Material | PE | Polyethylene |  |  | 2019-05-31 | A | GISSA
D | both | DDS_EXISTING | Structures - Material | PP | Polypropylene |  |  | 2019-05-31 | A | GISSA
D | both | DDS_EXISTING | Structures - Material | PVC | Polyvinyl chloride |  |  | 2019-05-31 | A | GISSA
D | both | DDS | Structures - Material | RC | Reinforced Concrete - No Class |  | Added code to separate the RC descriptions for DDS specs in which 'Unknown' does not exist and the RC descriptions for existing specs in which 'Unknown' exists. | 2019-05-31 | A | GISSA
D | both | DDS_EXISTING | Structures - Material | RC1 | Reinforced Concrete - Class 1 |  |  | 2019-05-31 | A | GISSA
D | both | DDS_EXISTING | Structures - Material | RC2 | Reinforced Concrete - Class 2 |  |  | 2019-05-31 | A | GISSA
D | both | DDS_EXISTING | Structures - Material | RC3 | Reinforced Concrete - Class 3 |  |  | 2019-05-31 | A | GISSA
D | both | DDS_EXISTING | Structures - Material | RC4 | Reinforced Concrete - Class 4 |  |  | 2019-05-31 | A | GISSA
D | both | DDS_EXISTING | Structures - Material | RCPL | Reinforced Concrete Plastic Lined |  |  | 2019-05-31 | A | GISSA
D | both | DDS_EXISTING | Structures - Material | SSTEEL | Stainless Steel |  |  | 2019-05-31 | A | GISSA
D | both | DDS_EXISTING | Structures - Material | SSTEEL316 | Stainless Steel (grade 316) |  |  | 2019-05-31 | A | GISSA
D | both | DDS_EXISTING | Structures - Material | STEEL | Steel |  |  | 2019-05-31 | A | GISSA
B | Removed | DDS_EXISTING | Structures - Material | STP |  |  | Removed from spreadsheet. | 2023-11-09 | R | GISSA
B | both | DDS_EXISTING | Support Material | BRASS | Brass |  |  | 2019-05-31 | A | GISSA
B | both | DDS_EXISTING | Support Material | CONC | Concrete |  |  | 2019-05-31 | A | GISSA
B | both | DDS_EXISTING | Support Material | PVC | Polyvinyl chloride |  |  | 2019-05-31 | A | GISSA
B | both | DDS_EXISTING | Support Material | SSTEEL | Stainless Steel |  |  | 2019-05-31 | A | GISSA
B | both | DDS_EXISTING | Support Material | STEEL | Steel |  |  | 2019-05-31 | A | GISSA
B | both | DDS_EXISTING | Support Material | TMBR | Timber |  | Changed specification coverage in the spreadsheet from R to the correct specifications. | 2023-11-13 | M | GISSA
S | both | DDS_EXISTING | Support Structure Material | AL | Aluminium |  |  | 2019-05-31 | A | GISSA
R | both | DDS_EXISTING | Support Structure Material | AL | Aluminium |  |  | 2019-05-31 | A | GISSA
S | both | DDS_EXISTING | Support Structure Material | CONC | Concrete |  |  | 2019-05-31 | A | GISSA
W | both | DDS_EXISTING | Support Structure Material | CONC | Concrete |  |  | 2019-05-31 | A | GISSA
R | both | DDS_EXISTING | Support Structure Material | CONC | Concrete |  |  | 2019-05-31 | A | GISSA
R | both | DDS_EXISTING | Support Structure Material | EAL | Extruded Aluminium |  |  | 2019-05-31 | A | GISSA
S | both | DDS_EXISTING | Support Structure Material | GWI | Galvanised Wrought Iron (Also known as Galvanised Mild Steel) |  |  | 2019-05-31 | A | GISSA
R | both | DDS_EXISTING | Support Structure Material | GWI | Galvanised Wrought Iron (Also known as Galvanised Mild Steel) |  |  | 2019-05-31 | A | GISSA
S | both | DDS_EXISTING | Support Structure Material | IRON | Iron |  |  | 2019-05-31 | A | GISSA
R | both | DDS_EXISTING | Support Structure Material | IRON | Iron |  |  | 2019-05-31 | A | GISSA
S | both | DDS_EXISTING | Support Structure Material | MI | Malleable Iron |  |  | 2019-05-31 | A | GISSA
R | both | DDS_EXISTING | Support Structure Material | MI | Malleable Iron |  |  | 2019-05-31 | A | GISSA
S | both | DDS_EXISTING | Support Structure Material | MSW | Mild Steel Welded |  |  | 2019-05-31 | A | GISSA
R | both | DDS_EXISTING | Support Structure Material | MSW | Mild Steel Welded |  |  | 2019-05-31 | A | GISSA
R | both | DDS_EXISTING | Support Structure Material | NA | Not Applicable |  |  | 2019-05-31 | A | GISSA
S | both | DDS_EXISTING | Support Structure Material | SPIR | Spiral Wound Steel/Aluminium |  |  | 2019-05-31 | A | GISSA
R | both | DDS_EXISTING | Support Structure Material | SPIR | Spiral Wound Steel/Aluminium |  |  | 2019-05-31 | A | GISSA
S | both | DDS_EXISTING | Support Structure Material | SSTEEL | Stainless Steel |  |  | 2019-05-31 | A | GISSA
R | both | DDS_EXISTING | Support Structure Material | SSTEEL | Stainless Steel |  |  | 2019-05-31 | A | GISSA
S | both | DDS_EXISTING | Support Structure Material | SSTEEL316 | Stainless Steel (grade 316) |  |  | 2019-05-31 | A | GISSA
R | both | DDS_EXISTING | Support Structure Material | SSTEEL316 | Stainless Steel (grade 316) |  |  | 2019-05-31 | A | GISSA
S | both | DDS_EXISTING | Support Structure Material | STEEL | Steel |  |  | 2019-05-31 | A | GISSA
W | both | DDS_EXISTING | Support Structure Material | STEEL | Steel |  |  | 2019-05-31 | A | GISSA
R | both | DDS_EXISTING | Support Structure Material | STEEL | Steel |  |  | 2019-05-31 | A | GISSA
S | both | DDS_EXISTING | Support Structure Material | TMBR | Timber |  |  | 2019-05-31 | A | GISSA
W | both | DDS_EXISTING | Support Structure Material | TMBR | Timber |  |  | 2019-05-31 | A | GISSA
R | both | DDS_EXISTING | Support Structure Material | TMBR | Timber |  |  | 2019-05-31 | A | GISSA
S | both | DDS_EXISTING | Support Structure Material | WI | Wrought Iron |  |  | 2019-05-31 | A | GISSA
W | both | DDS_EXISTING | Support Structure Type | ANCHOR | Anchor Block |  |  | 2019-05-31 | A | GISSA
S | both | DDS_EXISTING | Support Structure Type | ANCHOR | Anchor Block |  |  | 2019-05-31 | A | GISSA
W | both | DDS_EXISTING | Support Structure Type | ANCHORNSTD | Anchor Block Non-Standard |  |  | 2019-05-31 | A | GISSA
S | both | DDS_EXISTING | Support Structure Type | ANCHORNSTD | Anchor Block Non-Standard |  |  | 2019-05-31 | A | GISSA
W | both | DDS_EXISTING | Support Structure Type | ANTISCOUR | Anti Scour Block |  |  | 2019-05-31 | A | GISSA
S | both | DDS_EXISTING | Support Structure Type | ANTISCOUR | Anti Scour Block |  |  | 2019-05-31 | A | GISSA
W | both | DDS_EXISTING | Support Structure Type | NONSTD | Thrust Block Non-Standard |  |  | 2019-05-31 | A | GISSA
S | both | DDS_EXISTING | Support Structure Type | NONSTD | Thrust Block Non-Standard |  |  | 2019-05-31 | A | GISSA
W | both | DDS_EXISTING | Support Structure Type | RECTANGLE | Thrust Block Rectangular |  |  | 2019-05-31 | A | GISSA
S | both | DDS_EXISTING | Support Structure Type | RECTANGLE | Thrust Block Rectangular |  |  | 2019-05-31 | A | GISSA
W | both | DDS_EXISTING | Support Structure Type | SeeComment | To be used when a Support Structure Type is not listed. The new Support Structure Type is to be listed in the Comments field. |  |  | 2019-05-31 | A | GISSA
S | both | DDS_EXISTING | Support Structure Type | SeeComment | To be used when a Support Structure Type is not listed. The new Support Structure Type is to be listed in the Comments field. |  |  | 2019-05-31 | A | GISSA
W | both | DDS_EXISTING | Support Structure Type | TRIANGLE | Thrust Block Triangular |  |  | 2019-05-31 | A | GISSA
S | both | DDS_EXISTING | Support Structure Type | TRIANGLE | Thrust Block Triangular |  | Changed specification coverage in the spreadsheet from R to the correct specifications. | 2023-11-13 | M | GISSA
R | both | DDS_EXISTING | Support Type | CABLE | Cable |  |  | 2019-05-31 | A | GISSA
R | both | DDS_EXISTING | Support Type | CAGE | Cage |  |  | 2019-05-31 | A | GISSA
R | both | DDS_EXISTING | Support Type | SeeComment | To be used when a Support Type is not listed. The new Support Type is to be listed in the Comments field. |  |  | 2019-05-31 | A | GISSA
R | both | DDS_EXISTING | Support Type | WALA | Wall Attached |  |  | 2019-05-31 | A | GISSA
R | both | DDS_EXISTING | Surface (Seal) Aggregate Type | BAS | Basalt |  |  | 2019-05-31 | A | GISSA
R | both | DDS_EXISTING | Surface (Seal) Aggregate Type | BRK | Brick |  |  | 2019-05-31 | A | GISSA
R | both | DDS_EXISTING | Surface (Seal) Aggregate Type | CONC | Concrete |  |  | 2019-05-31 | A | GISSA
R | both | DDS_EXISTING | Surface (Seal) Aggregate Type | GRT | Granite |  |  | 2019-05-31 | A | GISSA
R | both | DDS_EXISTING | Surface (Seal) Aggregate Type | LAT | Laterite |  |  | 2019-05-31 | A | GISSA
R | both | DDS_EXISTING | Surface (Seal) Aggregate Type | NA | Not Applicable |  |  | 2019-05-31 | A | GISSA
R | both | DDS_EXISTING | Surface (Seal) Binder Modifier/Additive Type | A10E | A10E PMB |  |  | 2019-05-31 | A | GISSA
R | both | DDS_EXISTING | Surface (Seal) Binder Modifier/Additive Type | A15E | A15E PMB |  |  | 2019-05-31 | A | GISSA
R | both | DDS_EXISTING | Surface (Seal) Binder Modifier/Additive Type | A20E | A20E PMB |  |  | 2019-05-31 | A | GISSA
R | both | DDS_EXISTING | Surface (Seal) Binder Modifier/Additive Type | A25E | A25E PMB |  |  | 2019-05-31 | A | GISSA
R | both | DDS_EXISTING | Surface (Seal) Binder Modifier/Additive Type | A35P | A35P PMB |  |  | 2019-05-31 | A | GISSA
R | both | DDS_EXISTING | Surface (Seal) Binder Modifier/Additive Type | NA | Not Applicable |  |  | 2019-05-31 | A | GISSA
R | both | DDS_EXISTING | Surface (Seal) Binder Modifier/Additive Type | NONE |  |  |  | 2019-05-31 | A | GISSA
R | both | DDS_EXISTING | Surface (Seal) Binder Modifier/Additive Type | RF | Crumb Rubber PMB |  |  | 2019-05-31 | A | GISSA
R | both | DDS_EXISTING | Surface (Seal) Binder Modifier/Additive Type | ROX | Red Oxide |  |  | 2019-05-31 | A | GISSA
R | both | DDS_EXISTING | Surface (Seal) Binder Modifier/Additive Type | S10E | S10E PMB |  |  | 2019-05-31 | A | GISSA
R | both | DDS_EXISTING | Surface (Seal) Binder Modifier/Additive Type | S15E | S15E PMB |  |  | 2019-05-31 | A | GISSA
R | both | DDS_EXISTING | Surface (Seal) Binder Modifier/Additive Type | S20E | S20E PMB |  |  | 2019-05-31 | A | GISSA
R | both | DDS_EXISTING | Surface (Seal) Binder Modifier/Additive Type | S35E | S35E PMB |  |  | 2019-05-31 | A | GISSA
R | both | DDS_EXISTING | Surface (Seal) Binder Modifier/Additive Type | S45R | S45R PMB |  |  | 2019-05-31 | A | GISSA
R | both | DDS_EXISTING | Surface (Seal) Binder Modifier/Additive Type | S55R | S55R PMB |  |  | 2019-05-31 | A | GISSA
R | both | DDS_EXISTING | Surface (Seal) Binder Type | C170 | Bitumen Class 170 |  |  | 2019-05-31 | A | GISSA
R | both | DDS_EXISTING | Surface (Seal) Binder Type | C240 | Bitumen Class 240 |  |  | 2019-05-31 | A | GISSA
R | both | DDS_EXISTING | Surface (Seal) Binder Type | C320 | Bitumen Class 320 |  |  | 2019-05-31 | A | GISSA
R | both | DDS_EXISTING | Surface (Seal) Binder Type | CB | Cutback Bitumen C170 |  |  | 2019-05-31 | A | GISSA
R | both | DDS_EXISTING | Surface (Seal) Binder Type | EME2 | High Modulus Asphalt |  |  | 2019-05-31 | A | GISSA
R | both | DDS_EXISTING | Surface (Seal) Binder Type | MULTI | Bitumen Class Multigrade |  |  | 2019-05-31 | A | GISSA
R | both | DDS_EXISTING | Surface (Seal) Binder Type | NA | Not Applicable |  |  | 2019-05-31 | A | GISSA
R | both | DDS_EXISTING | Surface (Seal) Binder Type | SAND | Sand |  |  | 2019-05-31 | A | GISSA
R | both | DDS_EXISTING | Surface (Seal) Binder Type | WATER | Water |  |  | 2019-05-31 | A | GISSA
R | both | DDS_EXISTING | Surface (Seal) Function Type | 1C | 1st coat |  |  | 2019-05-31 | A | GISSA
R | both | DDS_EXISTING | Surface (Seal) Function Type | 2C | 2nd coat |  |  | 2019-05-31 | A | GISSA
R | both | DDS_EXISTING | Surface (Seal) Function Type | MEMBRANE | Membrane seal |  |  | 2019-05-31 | A | GISSA
R | both | DDS_EXISTING | Surface (Seal) Function Type | NA | Not Applicable |  |  | 2019-05-31 | A | GISSA
R | both | DDS_EXISTING | Surface (Seal) Function Type | NOTREQ | To be used for unsealed roads |  |  | 2019-05-31 | A | GISSA
R | both | DDS_EXISTING | Surface (Seal) Function Type | PRIME | Prime Spray Seal |  |  | 2025-08-18 | M | GISSA
R | both | DDS_EXISTING | Surface (Seal) Function Type | RESEAL | Reseal |  |  | 2019-05-31 | A | GISSA
R | both | DDS_EXISTING | Surface (Seal) Function Type | WEARC | Wearing Course |  |  | 2019-05-31 | A | GISSA
R | both | DDS_EXISTING | Surface (Seal) Material Type | ASS | Asphaltic Slurry Seal |  |  | 2019-05-31 | A | GISSA
R | both | DDS_EXISTING | Surface (Seal) Material Type | BRICKP | Brick Paving |  |  | 2019-05-31 | A | GISSA
R | both | DDS_EXISTING | Surface (Seal) Material Type | CAPE | Cape Seal also known as Cape Spray Seal |  | Changed description by adding "also known as Double Double Spray Seal". | 2024-10-10 | M | GISSA
R | both | DDS_EXISTING | Surface (Seal) Material Type | CAS | Combination Asphalt Surface |  |  | 2019-05-31 | A | GISSA
R | both | DDS_EXISTING | Surface (Seal) Material Type | COLDMIX | Cold Mix Asphalt |  |  | 2019-05-31 | A | GISSA
R | both | DDS_EXISTING | Surface (Seal) Material Type | CONC | Concrete |  |  | 2019-05-31 | A | GISSA
R | both | DDS_EXISTING | Surface (Seal) Material Type | CTG | Cement Treated Gravel |  |  | 2019-05-31 | A | GISSA
R | both | DDS_EXISTING | Surface (Seal) Material Type | DDS | Double Double Seal also known as Double Double Spray Seal |  | Changed description by adding "also known as Double Double Spray Seal". | 2024-10-10 | M | GISSA
R | both | DDS_EXISTING | Surface (Seal) Material Type | DGA | Dense Graded Asphalt |  |  | 2019-05-31 | A | GISSA
R | both | DDS_EXISTING | Surface (Seal) Material Type | EAGC | Exposed Aggregate Concrete |  |  | 2019-05-31 | A | GISSA
R | both | DDS_EXISTING | Surface (Seal) Material Type | FGGA | Fine Gap Graded Asphalt |  |  | 2019-05-31 | A | GISSA
R | both | DDS_EXISTING | Surface (Seal) Material Type | FRS | Fibre Reinforced Seal |  |  | 2019-05-31 | A | GISSA
R | both | DDS_EXISTING | Surface (Seal) Material Type | GPV | Gravel Pave |  |  | 2019-05-31 | A | GISSA
R | both | DDS_EXISTING | Surface (Seal) Material Type | GRS | Geotextile Reinforced Seal |  |  | 2019-05-31 | A | GISSA
R | both | DDS_EXISTING | Surface (Seal) Material Type | IDS | Inverted Double Seal |  |  | 2019-05-31 | A | GISSA
R | both | DDS_EXISTING | Surface (Seal) Material Type | INPAVE | Interlocking Pavers |  |  | 2019-05-31 | A | GISSA
R | both | DDS_EXISTING | Surface (Seal) Material Type | LS | Limestone |  |  | 2019-05-31 | A | GISSA
R | both | DDS_EXISTING | Surface (Seal) Material Type | NA | Not Applicable |  |  | 2019-05-31 | A | GISSA
R | both | DDS_EXISTING | Surface (Seal) Material Type | OGA | Open Graded Asphalt |  |  | 2019-05-31 | A | GISSA
R | both | DDS_EXISTING | Surface (Seal) Material Type | PRIME | Prime Spray Seal |  |  | 2019-08-18 | M | GISSA
R | both | DDS_EXISTING | Surface (Seal) Material Type | SAM | Strain Alleviating Membrane |  |  | 2019-05-31 | A | GISSA
R | both | DDS_EXISTING | Surface (Seal) Material Type | SAMI | Strain Alleviating Membrane Interlayer |  |  | 2019-05-31 | A | GISSA
R | both | DDS_EXISTING | Surface (Seal) Material Type | SCATTER | Scatter Coat |  |  | 2019-05-31 | A | GISSA
R | both | DDS_EXISTING | Surface (Seal) Material Type | SDSS | Single Double Seal also known as Single Double Spray Seal |  | Added code at the request of City of Casey. | 2024-10-10 | A | GISSA
R | both | DDS_EXISTING | Surface (Seal) Material Type | SMA | Stone Mastic Asphalt |  |  | 2019-05-31 | A | GISSA
R | both | DDS_EXISTING | Surface (Seal) Material Type | STCONC | Stencilled Concrete |  |  | 2019-05-31 | A | GISSA
R | both | DDS_EXISTING | Surface (Seal) Material Type | UNSEAL | Unsealed |  |  | 2019-05-31 | A | GISSA
R | both | DDS_EXISTING | Surface (Seal) Material Type | UTA | Ultra-Thin Asphalt |  |  | 2019-05-31 | A | GISSA
R | both | DDS_EXISTING | Surface (Seal) Reason | AGED | Aged |  |  | 2019-05-31 | A | GISSA
R | both | DDS_EXISTING | Surface (Seal) Reason | BRTHD | Birthday |  |  | 2019-05-31 | A | GISSA
R | both | DDS_EXISTING | Surface (Seal) Reason | COND | Condition |  |  | 2019-05-31 | A | GISSA
R | both | DDS_EXISTING | Surface (Seal) Reason | FLUSH | Flushing |  |  | 2019-05-31 | A | GISSA
R | both | DDS_EXISTING | Surface (Seal) Reason | FTG | Fatigued |  |  | 2019-05-31 | A | GISSA
R | both | DDS_EXISTING | Surface (Seal) Reason | HOLDS | Holding Seal |  |  | 2019-05-31 | A | GISSA
R | both | DDS_EXISTING | Surface (Seal) Reason | NA | Not Applicable |  |  | 2019-05-31 | A | GISSA
R | both | DDS_EXISTING | Surface (Seal) Reason | NEW | A new asset not through a subdivision |  |  | 2019-05-31 | A | GISSA
R | both | DDS_EXISTING | Surface (Seal) Reason | OTHER | Other |  |  | 2019-05-31 | A | GISSA
R | both | DDS_EXISTING | Surface (Seal) Reason | SEALEXT | Seal Extension |  |  | 2019-05-31 | A | GISSA
R | both | DDS_EXISTING | Surface (Seal) Reason | SHPC | Shape Correction |  |  | 2019-05-31 | A | GISSA
R | both | DDS_EXISTING | Surface (Seal) Reason | SKIDR | Skid Resistance |  |  | 2019-05-31 | A | GISSA
R | both | DDS_EXISTING | Surface (Seal) Reason | SUBD | Sub Division |  |  | 2019-05-31 | A | GISSA
R | both | DDS_EXISTING | Surface (Seal) Reason | TEXTURE | Texture Correction |  |  | 2019-05-31 | A | GISSA
R | both | DDS_EXISTING | Surface (Seal) Top Layer Colour | BLACK | Black |  |  | 2019-05-31 | A | GISSA
R | both | DDS_EXISTING | Surface (Seal) Top Layer Colour | CHEQUERED | Chequered |  |  | 2019-05-31 | A | GISSA
R | both | DDS_EXISTING | Surface (Seal) Top Layer Colour | GREEN | Green |  |  | 2019-05-31 | A | GISSA
R | both | DDS_EXISTING | Surface (Seal) Top Layer Colour | GREY | Grey |  |  | 2019-05-31 | A | GISSA
R | both | DDS_EXISTING | Surface (Seal) Top Layer Colour | MIX | Mixed |  |  | 2019-05-31 | A | GISSA
R | both | DDS_EXISTING | Surface (Seal) Top Layer Colour | NA | Not Applicable |  |  | 2019-05-31 | A | GISSA
R | both | DDS_EXISTING | Surface (Seal) Top Layer Colour | PINK | Pink |  |  | 2019-05-31 | A | GISSA
R | both | DDS_EXISTING | Surface (Seal) Top Layer Colour | RED | Red |  |  | 2019-05-31 | A | GISSA
R | both | DDS_EXISTING | Surface (Seal) Top Layer Colour | WHITE | White |  |  | 2019-05-31 | A | GISSA
R | both | DDS_EXISTING | Surface (Seal) Top Layer Colour | YELLOW | Yellow |  |  | 2019-05-31 | A | GISSA
R | both | DDS_EXISTING | Surface (Seal) Treatment Type | NA | Not Applicable |  |  | 2019-05-31 | A | GISSA
R | both | DDS_EXISTING | Surface (Seal) Treatment Type | ORG | Original Construction |  |  | 2019-05-31 | A | GISSA
R | both | DDS_EXISTING | Surface (Seal) Treatment Type | RCN | Reconstruction |  |  | 2019-05-31 | A | GISSA
R | both | DDS_EXISTING | Surface (Seal) Treatment Type | RHB | Rehabilitation |  |  | 2019-05-31 | A | GISSA
R | both | DDS_EXISTING | Surface (Seal) Treatment Type | RSF | Resurfacing |  | Corrected specification coverage in the spreadsheet. | 2023-11-13 | M | GISSA
O | both | DDS_EXISTING | Surface Material | ASC | Asphaltic concrete |  |  | 2019-05-31 | A | GISSA
O | both | DDS_EXISTING | Surface Material | CONC | Concrete |  |  | 2019-05-31 | A | GISSA
O | both | DDS_EXISTING | Surface Material | METAL | Metal |  |  | 2019-05-31 | A | GISSA
O | both | DDS_EXISTING | Surface Material | SAND | Sand |  |  | 2019-05-31 | A | GISSA
O | both | DDS_EXISTING | Surface Material | TMBR | Timber |  | Changed specification coverage in the spreadsheet from R to the correct specifications. | 2023-11-13 | M | GISSA
R | both | DDS_EXISTING | Table Drain Material | CLAY | Clay |  |  | 2019-05-31 | A | GISSA
R | both | DDS_EXISTING | Table Drain Material | VEG | Vegetation |  |  | 2019-05-31 | A | GISSA
R | both | DDS_EXISTING | Table Drain Shape | IRREG | Irregular |  |  | 2019-05-31 | A | GISSA
R | both | DDS_EXISTING | Table Drain Shape | PARB | Parabolic shaped channel (broad) |  | 202604 - Changed description from Parabolic (Broad) to Parabolic shaped channel (broad). | 2026-04-29 | M | GISSA
R | both | DDS_EXISTING | Table Drain Shape | PARN | Parabolic shaped channel (narrow) |  | 202604 - Changed description from Parabolic (Narrow) to Parabolic shaped channel (narrow). | 2026-04-29 | M | GISSA
R | both | DDS_EXISTING | Table Drain Shape | SeeComment | To be used when a Table Drain Shape is not listed. The new Table Drain Shape is to be listed in the Comments field. |  |  | 2019-05-31 | A | GISSA
R | both | DDS_EXISTING | Table Drain Shape | TRAP | Trapezoidal |  |  | 2019-05-31 | A | GISSA
R | both | DDS_EXISTING | Table Drain Shape | VSCH | V-Shaped Channel |  |  | 2019-05-31 | A | GISSA
R | both | DDS_EXISTING | Tactile Ground Surface Indicator Type | ADHES | Fixed adhesively to path surface |  |  | 2023-11-07 | M | GISSA
R | both | DDS_EXISTING | Tactile Ground Surface Indicator Type | INDIV | Individually fixed buttons/strips |  |  | 2023-11-07 | M | GISSA
R | both | DDS_EXISTING | Tactile Ground Surface Indicator Type | NA | Not Applicable |  |  | 2023-11-07 | M | GISSA
R | both | DDS_EXISTING | Tactile Ground Surface Indicator Type | TILES | Tiles |  |  | 2023-11-07 | M | GISSA
W | both | DDS_EXISTING | Tank Type | DETNK | Detention Tank |  |  | 2019-05-31 | A | GISSA
W | both | DDS_EXISTING | Tank Type | RESV | Reservoir |  |  | 2019-05-31 | A | GISSA
W | both | DDS_EXISTING | Tank Type | RETNK | Retention Tank |  |  | 2019-05-31 | A | GISSA
W | both | DDS_EXISTING | Tank Type | TOWER | Tower |  | Changed specification coverage in the spreadsheet from R to the correct specifications. | 2023-11-13 | M | GISSA
R | both | DDS_EXISTING | Target Board Material | ABS | Acrylonitrile Butadiene Styrene |  |  | 2019-05-31 | A | GISSA
R | both | DDS_EXISTING | Target Board Material | AL | Aluminium |  |  | 2019-05-31 | A | GISSA
R | both | DDS_EXISTING | Target Board Material | NA | Not Applicable |  |  | 2019-05-31 | A | GISSA
R | both | DDS_EXISTING | Target Board Material | PLASTIC | Plastic |  |  | 2019-05-31 | A | GISSA
R | both | DDS_EXISTING | Target Board Material | PPAL | Polyester Powder coated Aluminium. |  |  | 2019-05-31 | A | GISSA
R | both | DDS_EXISTING | Target Board Material | SeeComment | To be used when a Target Board Material is not listed. The new Target Board Material is to be listed in the Comments field. |  |  | 2019-05-31 | A | GISSA
R | both | DDS_EXISTING | Traffic Management Device Material | ABL | Asphalt - Black |  |  | 2019-05-31 | A | GISSA
R | both | DDS_EXISTING | Traffic Management Device Material | ARD | Asphalt - Red |  |  | 2019-05-31 | A | GISSA
R | both | DDS_EXISTING | Traffic Management Device Material | BITUMEN | Bitumen |  |  | 2019-05-31 | A | GISSA
R | both | DDS_EXISTING | Traffic Management Device Material | BRK | Brick |  |  | 2019-05-31 | A | GISSA
R | both | DDS_EXISTING | Traffic Management Device Material | BSTN | Bluestone |  |  | 2019-05-31 | A | GISSA
R | both | DDS_EXISTING | Traffic Management Device Material | CCONC | Coloured Concrete |  |  | 2019-05-31 | A | GISSA
R | both | DDS_EXISTING | Traffic Management Device Material | CONC | Concrete |  |  | 2019-05-31 | A | GISSA
R | both | DDS_EXISTING | Traffic Management Device Material | CORK | Cork |  |  | 2019-05-31 | A | GISSA
R | both | DDS_EXISTING | Traffic Management Device Material | EAGC | Exposed Aggregate Concrete |  |  | 2019-05-31 | A | GISSA
R | both | DDS_EXISTING | Traffic Management Device Material | GR | Grass |  |  | 2019-05-31 | A | GISSA
R | both | DDS_EXISTING | Traffic Management Device Material | LNS | Landscape |  |  | 2019-05-31 | A | GISSA
R | both | DDS_EXISTING | Traffic Management Device Material | NA | Not Applicable |  |  | 2019-05-31 | A | GISSA
R | both | DDS_EXISTING | Traffic Management Device Material | NYL | Nylon |  |  | 2019-05-31 | A | GISSA
R | both | DDS_EXISTING | Traffic Management Device Material | PLASTIC | Plastic |  |  | 2019-05-31 | A | GISSA
R | both | DDS_EXISTING | Traffic Management Device Material | RUB | Rubber |  |  | 2019-05-31 | A | GISSA
R | both | DDS_EXISTING | Traffic Management Device Material | SAND | Sand |  |  | 2019-05-31 | A | GISSA
R | both | DDS_EXISTING | Traffic Management Device Material | SeeComment | To be used when a Traffic Management Device Material is not listed. The new Traffic Management Device Material is to be listed in the Comments field. |  |  | 2019-05-31 | A | GISSA
R | both | DDS_EXISTING | Traffic Management Device Material | STEEL | Steel |  |  | 2019-05-31 | A | GISSA
R | both | DDS_EXISTING | Traffic Management Device Material | TMBR | Timber |  |  | 2019-05-31 | A | GISSA
R | both | DDS_EXISTING | Traffic Management Type - Area | IP | Intersection Platform |  |  | 2019-05-31 | A | GISSA
R | both | DDS_EXISTING | Traffic Management Type - Area | MAPRON | Mountable Apron |  |  | 2019-05-31 | A | GISSA
R | both | DDS_EXISTING | Traffic Management Type - Area | MS | Median strip |  |  | 2019-05-31 | A | GISSA
R | both | DDS_EXISTING | Traffic Management Type - Area | PR | Pedestrian Refuge (in splitter island) |  |  | 2019-05-31 | A | GISSA
R | both | DDS_EXISTING | Traffic Management Type - Area | RBT | Roundabout |  |  | 2019-05-31 | A | GISSA
R | both | DDS_EXISTING | Traffic Management Type - Area | RPAV | Raised pavement, raised pedestrian crossing |  |  | 2019-05-31 | A | GISSA
R | both | DDS_EXISTING | Traffic Management Type - Area | SB | Speed Bump, Speed Hump, Speed Cushion, Road Bump, Road Hump |  |  | 2019-05-31 | A | GISSA
R | both | DDS_EXISTING | Traffic Management Type - Area | SI | Splitter island, traffic island |  |  | 2019-05-31 | A | GISSA
R | both | DDS_EXISTING | Traffic Management Type - Point | BOLLARD | Bollard used in traffic management |  |  | 2019-05-31 | A | GISSA
R | both | DDS_EXISTING | Traffic Management Type - Point | CHI | Chicane |  |  | 2019-05-31 | A | GISSA
R | both | DDS_EXISTING | Traffic Management Type - Point | PDC | Pedestrian Crossing |  |  | 2019-05-31 | A | GISSA
R | both | DDS_EXISTING | Traffic Management Type - Point | SCRS | School Crossings |  |  | 2019-05-31 | A | GISSA
R | both | DDS_EXISTING | Traffic Management Type - Point | T_BARRIER | Traffic Control Barrier |  |  | 2019-05-31 | A | GISSA
R | both | DDS_EXISTING | Tree Age | MA | Mature - 20-80% of life expectancy in situ |  |  | 2019-05-31 | A | GISSA
R | both | DDS_EXISTING | Tree Age | OM | Over-mature - > 80% of life expectancy in situ |  |  | 2019-05-31 | A | GISSA
R | both | DDS_EXISTING | Tree Age | SM | Semi-mature - < 20% of life expectancy in situ |  |  | 2019-05-31 | A | GISSA
R | both | DDS_EXISTING | Tree Age | YN | Young - Recently planted |  |  | 2019-05-31 | A | GISSA
R | both | DDS_EXISTING | Tree Height | 1 | < 5m |  |  | 2019-05-31 | A | GISSA
R | both | DDS_EXISTING | Tree Height | 2 | 5m - 10m |  |  | 2019-05-31 | A | GISSA
R | both | DDS_EXISTING | Tree Height | 3 | 10m - 15m |  |  | 2019-05-31 | A | GISSA
R | both | DDS_EXISTING | Tree Height | 4 | 15m - 25m |  |  | 2019-05-31 | A | GISSA
R | both | DDS_EXISTING | Tree Height | 5 | > 25m |  |  | 2019-05-31 | A | GISSA
R | both | DDS_EXISTING | Tree Plant Method | PL | Planted |  |  | 2019-05-31 | A | GISSA
R | both | DDS_EXISTING | Tree Plant Method | RM | Remnant |  |  | 2019-05-31 | A | GISSA
R | both | DDS_EXISTING | Tree Plant Method | SS | Self-Sown |  |  | 2019-05-31 | A | GISSA
R | both | DDS_EXISTING | Tree Significance | CULT | Cultural |  |  | 2019-05-31 | A | GISSA
R | both | DDS_EXISTING | Tree Significance | HIS | Historical |  |  | 2019-05-31 | A | GISSA
R | both | DDS_EXISTING | Tree Significance | LNS | Landscape |  |  | 2019-05-31 | A | GISSA
R | both | DDS_EXISTING | Tree Significance | SCI | Scientific |  |  | 2019-05-31 | A | GISSA
R | both | DDS_EXISTING | Tree Significance | STSCP | Streetscape |  | Corrected specification coverage in the spreadsheet. | 2023-11-10 | M | GISSA
D | both | DDS_EXISTING | Unit of Measure Reference | AREA | Area |  |  | 2019-05-31 | A | GISSA
O | both | DDS_EXISTING | Unit of Measure Reference | AREA | Area |  |  | 2019-05-31 | A | GISSA
R | both | DDS_EXISTING | Unit of Measure Reference | AREA | Area |  |  | 2019-05-31 | A | GISSA
S | both | DDS_EXISTING | Unit of Measure Reference | AREA | Area |  |  | 2019-05-31 | A | GISSA
W | both | DDS_EXISTING | Unit of Measure Reference | AREA | Area |  |  | 2019-05-31 | A | GISSA
B | both | DDS_EXISTING | Unit of Measure Reference | AREA | Area |  |  | 2019-05-31 | A | GISSA
D | both | DDS_EXISTING | Unit of Measure Reference | CM | Cubic metre |  |  | 2019-05-31 | A | GISSA
O | both | DDS_EXISTING | Unit of Measure Reference | CM | Cubic metre |  |  | 2019-05-31 | A | GISSA
R | both | DDS_EXISTING | Unit of Measure Reference | CM | Cubic metre |  |  | 2019-05-31 | A | GISSA
S | both | DDS_EXISTING | Unit of Measure Reference | CM | Cubic metre |  |  | 2019-05-31 | A | GISSA
W | both | DDS_EXISTING | Unit of Measure Reference | CM | Cubic metre |  |  | 2019-05-31 | A | GISSA
B | both | DDS_EXISTING | Unit of Measure Reference | CM | Cubic metre |  |  | 2019-05-31 | A | GISSA
D | both | DDS_EXISTING | Unit of Measure Reference | HA | Hectare |  |  | 2019-05-31 | A | GISSA
O | both | DDS_EXISTING | Unit of Measure Reference | HA | Hectare |  |  | 2019-05-31 | A | GISSA
R | both | DDS_EXISTING | Unit of Measure Reference | HA | Hectare |  |  | 2019-05-31 | A | GISSA
S | both | DDS_EXISTING | Unit of Measure Reference | HA | Hectare |  |  | 2019-05-31 | A | GISSA
W | both | DDS_EXISTING | Unit of Measure Reference | HA | Hectare |  |  | 2019-05-31 | A | GISSA
B | both | DDS_EXISTING | Unit of Measure Reference | HA | Hectare |  |  | 2019-05-31 | A | GISSA
D | both | DDS_EXISTING | Unit of Measure Reference | KILO | Kilogram |  |  | 2019-05-31 | A | GISSA
O | both | DDS_EXISTING | Unit of Measure Reference | KILO | Kilogram |  |  | 2019-05-31 | A | GISSA
R | both | DDS_EXISTING | Unit of Measure Reference | KILO | Kilogram |  |  | 2019-05-31 | A | GISSA
S | both | DDS_EXISTING | Unit of Measure Reference | KILO | Kilogram |  |  | 2019-05-31 | A | GISSA
W | both | DDS_EXISTING | Unit of Measure Reference | KILO | Kilogram |  |  | 2019-05-31 | A | GISSA
B | both | DDS_EXISTING | Unit of Measure Reference | KILO | Kilogram |  |  | 2019-05-31 | A | GISSA
D | both | DDS_EXISTING | Unit of Measure Reference | LM | Linear metre |  |  | 2019-05-31 | A | GISSA
O | both | DDS_EXISTING | Unit of Measure Reference | LM | Linear metre |  |  | 2019-05-31 | A | GISSA
R | both | DDS_EXISTING | Unit of Measure Reference | LM | Linear metre |  |  | 2019-05-31 | A | GISSA
S | both | DDS_EXISTING | Unit of Measure Reference | LM | Linear metre |  |  | 2019-05-31 | A | GISSA
W | both | DDS_EXISTING | Unit of Measure Reference | LM | Linear metre |  |  | 2019-05-31 | A | GISSA
B | both | DDS_EXISTING | Unit of Measure Reference | LM | Linear metre |  |  | 2019-05-31 | A | GISSA
D | both | DDS_EXISTING | Unit of Measure Reference | SCHEDULE | To be used when a schedule of rates is provided |  |  | 2019-05-31 | A | GISSA
O | both | DDS_EXISTING | Unit of Measure Reference | SCHEDULE | To be used when a schedule of rates is provided |  |  | 2019-05-31 | A | GISSA
R | both | DDS_EXISTING | Unit of Measure Reference | PER | Per iterm to be used when feature not a linear feature. |  |  | 2025-04-24 | A | GISSA
R | both | DDS_EXISTING | Unit of Measure Reference | SCHEDULE | To be used when a schedule of rates is provided |  |  | 2019-05-31 | A | GISSA
S | both | DDS_EXISTING | Unit of Measure Reference | SCHEDULE | To be used when a schedule of rates is provided |  |  | 2019-05-31 | A | GISSA
W | both | DDS_EXISTING | Unit of Measure Reference | SCHEDULE | To be used when a schedule of rates is provided |  |  | 2019-05-31 | A | GISSA
B | both | DDS_EXISTING | Unit of Measure Reference | SCHEDULE | To be used when a schedule of rates is provided |  |  | 2019-05-31 | A | GISSA
D | both | DDS_EXISTING | Unit of Measure Reference | SeeComment | To be used when a Unit of Measure is not listed. The new Unit of Measure is to be listed in the Comments field. |  |  | 2019-05-31 | A | GISSA
O | both | DDS_EXISTING | Unit of Measure Reference | SeeComment | To be used when a Unit of Measure is not listed. The new Unit of Measure is to be listed in the Comments field. |  |  | 2019-05-31 | A | GISSA
R | both | DDS_EXISTING | Unit of Measure Reference | SeeComment | To be used when a Unit of Measure is not listed. The new Unit of Measure is to be listed in the Comments field. |  |  | 2019-05-31 | A | GISSA
S | both | DDS_EXISTING | Unit of Measure Reference | SeeComment | To be used when a Unit of Measure is not listed. The new Unit of Measure is to be listed in the Comments field. |  |  | 2019-05-31 | A | GISSA
W | both | DDS_EXISTING | Unit of Measure Reference | SeeComment | To be used when a Unit of Measure is not listed. The new Unit of Measure is to be listed in the Comments field. |  |  | 2019-05-31 | A | GISSA
B | both | DDS_EXISTING | Unit of Measure Reference | SeeComment | To be used when a Unit of Measure is not listed. The new Unit of Measure is to be listed in the Comments field. |  |  | 2019-05-31 | A | GISSA
D | both | DDS_EXISTING | Unit of Measure Reference | SQM | Square Metre |  |  | 2019-05-31 | A | GISSA
O | both | DDS_EXISTING | Unit of Measure Reference | SQM | Square Metre |  |  | 2019-05-31 | A | GISSA
R | both | DDS_EXISTING | Unit of Measure Reference | SQM | Square Metre |  |  | 2019-05-31 | A | GISSA
S | both | DDS_EXISTING | Unit of Measure Reference | SQM | Square Metre |  |  | 2019-05-31 | A | GISSA
W | both | DDS_EXISTING | Unit of Measure Reference | SQM | Square Metre |  |  | 2019-05-31 | A | GISSA
O | both | DDS_EXISTING | Valve Control Type | AUTO | Automatic |  |  | 2019-05-31 | A | GISSA
O | both | DDS_EXISTING | Valve Control Type | MAN | Manual |  |  | 2019-05-31 | A | GISSA
O | both | DDS_EXISTING | Valve Control Type | NA | Not Applicable |  |  | 2019-05-31 | A | GISSA
O | both | DDS_EXISTING | Valve Control Type | REMOTE | Remote |  |  | 2019-05-31 | A | GISSA
O | both | DDS_EXISTING | Valve Control Type | SeeComment | To be used when a Valve Control Type is not listed. The new Valve Control Type is to be listed in the Comments field. |  |  | 2019-05-31 | A | GISSA
O | both | DDS_EXISTING | Valve Power Type | BATTERY | Battery |  |  | 2019-05-31 | A | GISSA
O | both | DDS_EXISTING | Valve Power Type | HYDRAULIC | Hydraulic |  |  | 2019-05-31 | A | GISSA
O | both | DDS_EXISTING | Valve Power Type | MAINS | Mains Electricity |  |  | 2019-05-31 | A | GISSA
O | both | DDS_EXISTING | Valve Power Type | MAN | Manual |  |  | 2019-05-31 | A | GISSA
O | both | DDS_EXISTING | Valve Power Type | NA | Not Applicable |  |  | 2019-05-31 | A | GISSA
O | both | DDS_EXISTING | Valve Power Type | PNEUMATIC | Pneumatic |  |  | 2019-05-31 | A | GISSA
O | both | DDS_EXISTING | Valve Power Type | SeeComment | To be used when a Valve Power Type is not listed. The new Valve Power Type is to be listed in the Comments field. |  |  | 2019-05-31 | A | GISSA
O | both | DDS_EXISTING | Valve Power Type | SPRING | Spring |  | Changed specification coverage in the spreadsheet from S to the correct specifications. | 2023-11-15 | M | GISSA
W | both | DDS_EXISTING | Valve Purpose | AIRIN | Air In |  |  | 2019-05-31 | A | GISSA
S | both | DDS_EXISTING | Valve Purpose | AIRIN | Air In |  |  | 2019-05-31 | A | GISSA
W | both | DDS_EXISTING | Valve Purpose | AIRINOUT | Air In & Out |  |  | 2019-05-31 | A | GISSA
S | both | DDS_EXISTING | Valve Purpose | AIRINOUT | Air In & Out |  |  | 2019-05-31 | A | GISSA
W | both | DDS_EXISTING | Valve Purpose | AIROUT | Air Out |  |  | 2019-05-31 | A | GISSA
S | both | DDS_EXISTING | Valve Purpose | AIROUT | Air Out |  |  | 2019-05-31 | A | GISSA
W | both | DDS_EXISTING | Valve Purpose | BURSTC | Burst Control |  |  | 2019-05-31 | A | GISSA
S | both | DDS_EXISTING | Valve Purpose | BURSTC | Burst Control |  |  | 2019-05-31 | A | GISSA
W | both | DDS_EXISTING | Valve Purpose | BYP | Bypass |  |  | 2019-05-31 | A | GISSA
S | both | DDS_EXISTING | Valve Purpose | BYP | Bypass |  |  | 2019-05-31 | A | GISSA
W | both | DDS_EXISTING | Valve Purpose | CTRLFLOW | Control - Flow |  |  | 2019-05-31 | A | GISSA
S | both | DDS_EXISTING | Valve Purpose | CTRLFLOW | Control - Flow |  |  | 2019-05-31 | A | GISSA
W | both | DDS_EXISTING | Valve Purpose | CTRLFLPR | Control Flow & Press |  |  | 2019-05-31 | A | GISSA
S | both | DDS_EXISTING | Valve Purpose | CTRLFLPR | Control Flow & Press |  |  | 2019-05-31 | A | GISSA
W | both | DDS_EXISTING | Valve Purpose | CTRLPRESS | Control - Pressure |  |  | 2019-05-31 | A | GISSA
S | both | DDS_EXISTING | Valve Purpose | DF | Drinking Fountain |  |  | 2019-05-31 | A | GISSA
W | both | DDS_EXISTING | Valve Purpose | EMRO | Emergency Only |  |  | 2019-05-31 | A | GISSA
S | both | DDS_EXISTING | Valve Purpose | EMRO | Emergency Only |  |  | 2019-05-31 | A | GISSA
W | both | DDS_EXISTING | Valve Purpose | EMWR | Emergency Waste Removal |  |  | 2019-05-31 | A | GISSA
W | both | DDS_EXISTING | Valve Purpose | FIRE | Fire Service Connection |  |  | 2019-05-31 | A | GISSA
W | both | DDS_EXISTING | Valve Purpose | FIREFIGHT | Fire Fighting |  |  | 2019-05-31 | A | GISSA
W | both | DDS_EXISTING | Valve Purpose | FLPT | Flushing Point |  |  | 2019-05-31 | A | GISSA
S | both | DDS_EXISTING | Valve Purpose | IRRIG | Irrigation |  |  | 2019-05-31 | A | GISSA
W | both | DDS_EXISTING | Valve Purpose | ISO | Isolation |  |  | 2019-05-31 | A | GISSA
S | both | DDS_EXISTING | Valve Purpose | LATSUP | Lateral Supply |  |  | 2019-05-31 | A | GISSA
W | both | DDS_EXISTING | Valve Purpose | NONE | No Special Function |  |  | 2019-05-31 | A | GISSA
S | both | DDS_EXISTING | Valve Purpose | NONE | No Special Function |  |  | 2019-05-31 | A | GISSA
W | both | DDS_EXISTING | Valve Purpose | NRV | Non-return valve (Reflux) |  | 202604 - Changed description from Non-return/Backflow to Non-return valve (Reflux). | 2026-04-28 | M | GISSA
S | both | DDS_EXISTING | Valve Purpose | PRESBDY | Boundary Press Zone |  |  | 2019-05-31 | A | GISSA
W | both | DDS_EXISTING | Valve Purpose | PRESRG | Pressure Regulation |  |  | 2019-05-31 | A | GISSA
S | both | DDS_EXISTING | Valve Purpose | PRESRG | Pressure Regulation |  |  | 2019-05-31 | A | GISSA
W | both | DDS_EXISTING | Valve Purpose | PRM | Pressure Maintaining |  |  | 2019-05-31 | A | GISSA
S | both | DDS_EXISTING | Valve Purpose | PRM | Pressure Maintaining |  |  | 2019-05-31 | A | GISSA
W | both | DDS_EXISTING | Valve Purpose | PRV | Pressure Reducing |  |  | 2019-05-31 | A | GISSA
W | both | DDS_EXISTING | Valve Purpose | PTR | Transducer |  |  | 2019-05-31 | A | GISSA
W | both | DDS_EXISTING | Valve Purpose | SAMPLE | Sampling Point |  |  | 2019-05-31 | A | GISSA
S | both | DDS_EXISTING | Valve Purpose | SCOUR | Scour |  |  | 2019-05-31 | A | GISSA
W | both | DDS_EXISTING | Valve Purpose | SeeComment | To be used when a Valve Purpose is not listed. The new Valve Purpose is to be listed in the Comments field. |  |  | 2019-05-31 | A | GISSA
S | both | DDS_EXISTING | Valve Purpose | SeeComment | To be used when a Valve Purpose is not listed. The new Valve Purpose is to be listed in the Comments field. |  |  | 2019-05-31 | A | GISSA
W | both | DDS_EXISTING | Valve Purpose | SERV | Customer Service |  |  | 2019-05-31 | A | GISSA
S | both | DDS_EXISTING | Valve Purpose | TAP | Tap |  |  | 2019-05-31 | A | GISSA
W | both | DDS_EXISTING | Valve Purpose | VACSO | Vacuum Shut Off |  |  | 2019-05-31 | A | GISSA
O | both | DDS_EXISTING | Valve Purpose Type | VACSO | Vacuum Shut Off |  | Corrected the codelist name in the spreadsheet. | 2023-11-13 | M | GISSA
O | both | DDS_EXISTING | Valve Purpose Type | AIRIN | Air In |  |  | 2019-05-31 | A | GISSA
O | both | DDS_EXISTING | Valve Purpose Type | AIRINOUT | Air In & Out |  |  | 2019-05-31 | A | GISSA
O | both | DDS_EXISTING | Valve Purpose Type | AIROUT | Air Out |  |  | 2019-05-31 | A | GISSA
O | both | DDS_EXISTING | Valve Purpose Type | BURSTC | Burst Control |  |  | 2019-05-31 | A | GISSA
O | both | DDS_EXISTING | Valve Purpose Type | BYP | Bypass |  |  | 2019-05-31 | A | GISSA
O | both | DDS_EXISTING | Valve Purpose Type | CTRLFLOW | Control - Flow |  |  | 2019-05-31 | A | GISSA
O | both | DDS_EXISTING | Valve Purpose Type | CTRLFLPR | Control Flow & Press |  |  | 2019-05-31 | A | GISSA
O | both | DDS_EXISTING | Valve Purpose Type | CTRLPRESS | Control - Pressure |  |  | 2019-05-31 | A | GISSA
O | both | DDS_EXISTING | Valve Purpose Type | FLPT | Flushing Point |  |  | 2019-05-31 | A | GISSA
O | both | DDS_EXISTING | Valve Purpose Type | ISO | Isolation |  |  | 2019-05-31 | A | GISSA
O | both | DDS_EXISTING | Valve Purpose Type | NA | Not Applicable |  |  | 2019-05-31 | A | GISSA
O | both | DDS_EXISTING | Valve Purpose Type | NONE | No Special Function |  |  | 2019-05-31 | A | GISSA
O | both | DDS_EXISTING | Valve Purpose Type | NRV | Non-return valve (Reflux) |  | 202604 - Changed description from Non-return/Backflow to Non-return valve (Reflux). | 2026-04-28 | M | GISSA
O | both | DDS_EXISTING | Valve Purpose Type | PRESBDY | Boundary Press Zone |  |  | 2019-05-31 | A | GISSA
O | both | DDS_EXISTING | Valve Purpose Type | PRESRG | Pressure Regulation |  |  | 2019-05-31 | A | GISSA
O | both | DDS_EXISTING | Valve Purpose Type | PRLF | Pressure Relief |  |  | 2019-05-31 | A | GISSA
O | both | DDS_EXISTING | Valve Purpose Type | PRM | Pressure Maintaining |  |  | 2019-05-31 | A | GISSA
O | both | DDS_EXISTING | Valve Purpose Type | PRV | Pressure Reducing |  |  | 2019-05-31 | A | GISSA
O | both | DDS_EXISTING | Valve Purpose Type | PTR | Transducer |  |  | 2019-05-31 | A | GISSA
O | both | DDS_EXISTING | Valve Purpose Type | SeeComment | To be used when a Valve Purpose Type is not listed. The new Valve Purpose Type is to be listed in the Comments field. |  |  | 2019-05-31 | A | GISSA
O | both | DDS_EXISTING | Valve Purpose Type | SHUT | Shut Off |  | Changed specification coverage in the spreadsheet from W to the correct specifications. | 2023-11-15 | M | GISSA
S | both | DDS_EXISTING | Valve Type | AF | Auto flush |  |  | 2019-05-31 | A | GISSA
W | both | DDS_EXISTING | Valve Type | AIR | Air Release |  | 202604 - Changed description from Air to Air Release. | 2026-04-27 | M | GISSA
W | both | DDS_EXISTING | Valve Type | AIR | Air Release |  |  | 2019-05-31 | A | GISSA
W | both | DDS_EXISTING | Valve Type | AIRRC | Air-Recycled |  |  | 2019-05-31 | A | GISSA
W | both | DDS_EXISTING | Valve Type | ALT | Altitude |  |  | 2019-05-31 | A | GISSA
W | both | DDS_EXISTING | Valve Type | ALT/NRV | Altitude/Non-Return |  |  | 2019-05-31 | A | GISSA
W | both | DDS_EXISTING | Valve Type | ALT/PR | Altitude/Pressure Reducing |  |  | 2019-05-31 | A | GISSA
W | both | DDS_EXISTING | Valve Type | ALT/PS | Altitude/Pressure Sustaining |  |  | 2019-05-31 | A | GISSA
S | both | DDS_EXISTING | Valve Type | ALT/PS/PR | Altitude / Pressure Sustaining / Reducing |  |  | 2019-05-31 | A | GISSA
W | both | DDS_EXISTING | Valve Type | B/F | Butterfly |  |  | 2019-05-31 | A | GISSA
W | both | DDS_EXISTING | Valve Type | BACKFP | Backflow Prevention |  |  | 2019-05-31 | A | GISSA
W | both | DDS_EXISTING | Valve Type | BACKFPRPZ | Backflow Prevention RPZ |  |  | 2019-05-31 | A | GISSA
W | both | DDS_EXISTING | Valve Type | BALL | Ball |  |  | 2019-05-31 | A | GISSA
S | both | DDS_EXISTING | Valve Type | BURSTC | Burst Control |  |  | 2019-05-31 | A | GISSA
S | both | DDS_EXISTING | Valve Type | CHK | Check |  |  | 2019-05-31 | A | GISSA
W | Removed | DDS_EXISTING | Valve Type | CTRL |  |  | Removed to match PDF. | 2023-11-22 | R | GISSA
W | both | DDS_EXISTING | Valve Type | D/BAR | Drop Bar |  |  | 2019-05-31 | A | GISSA
W | both | DDS_EXISTING | Valve Type | DAIR | Double Air |  |  | 2019-05-31 | A | GISSA
W | both | DDS_EXISTING | Valve Type | DIAPH | Diaphragm |  |  | 2019-05-31 | A | GISSA
W | Removed | DDS_EXISTING | Valve Type | FC |  |  | Removed - Not relevant to code list. | 2023-11-22 | R | GISSA
W | both | DDS_EXISTING | Valve Type | FERRULE | Ferrule |  |  | 2019-05-31 | A | GISSA
W | both | DDS_EXISTING | Valve Type | FGAP | Flap Gap |  |  | 2019-05-31 | A | GISSA
W | both | DDS_EXISTING | Valve Type | FLOAT | Float |  |  | 2019-05-31 | A | GISSA
S | both | DDS_EXISTING | Valve Type | FOOT | Foot |  |  | 2019-05-31 | A | GISSA
S | both | DDS_EXISTING | Valve Type | GAS | Gas |  |  | 2019-05-31 | A | GISSA
W | both | DDS_EXISTING | Valve Type | GATE | Gate |  |  | 2019-05-31 | A | GISSA
S | both | DDS_EXISTING | Valve Type | GATE | Gate |  |  | 2019-05-31 | A | GISSA
W | both | DDS_EXISTING | Valve Type | GATEK | Gate knife |  |  | 2019-05-31 | A | GISSA
W | both | DDS_EXISTING | Valve Type | HYOFF | Hydrant-Offset [AS 5488 - 2013 Component] |  |  | 2019-05-31 | A | GISSA
W | both | DDS_EXISTING | Valve Type | ISO | Isolation |  |  | 2019-05-31 | A | GISSA
W | both | DDS_EXISTING | Valve Type | KEYGATE | Key Gate |  |  | 2019-05-31 | A | GISSA
W | both | DDS_EXISTING | Valve Type | KN/GATE | Knife Gate |  |  | 2019-05-31 | A | GISSA
W | both | DDS_EXISTING | Valve Type | L/C | Level Control |  |  | 2019-05-31 | A | GISSA
W | both | DDS_EXISTING | Valve Type | L/GATE | Lift Gate |  |  | 2019-05-31 | A | GISSA
W | both | DDS_EXISTING | Valve Type | MOTOR | Motorised |  |  | 2019-05-31 | A | GISSA
W | both | DDS_EXISTING | Valve Type | NEEDLE | Needle |  |  | 2019-05-31 | A | GISSA
W | both | DDS_EXISTING | Valve Type | NRV | Non-return valve (Reflux) |  | 202604 - Changed description from Non Return / Reflux / Check to Non-return valve (Reflux). | 2026-04-28 | M | GISSA
W | both | DDS_EXISTING | Valve Type | PEN | Penstock |  |  | 2019-05-31 | A | GISSA
S | both | DDS_EXISTING | Valve Type | PILOT | Pilot |  |  | 2019-05-31 | A | GISSA
W | both | DDS_EXISTING | Valve Type | PLUG | Plug |  |  | 2019-05-31 | A | GISSA
W | both | DDS_EXISTING | Valve Type | PRLF | Pressure Relief |  |  | 2019-05-31 | A | GISSA
W | both | DDS_EXISTING | Valve Type | PRV | Pressure Reducing |  |  | 2019-05-31 | A | GISSA
W | both | DDS_EXISTING | Valve Type | PSV | Pressure Sustaining |  |  | 2019-05-31 | A | GISSA
W | both | DDS_EXISTING | Valve Type | PTR | Transducer |  |  | 2019-05-31 | A | GISSA
W | both | DDS_EXISTING | Valve Type | R/F | Ring Follower |  |  | 2019-05-31 | A | GISSA
W | both | DDS_EXISTING | Valve Type | REGR | Regulator |  |  | 2019-05-31 | A | GISSA
W | both | DDS_EXISTING | Valve Type | REVS | Reverse |  |  | 2019-05-31 | A | GISSA
W | both | DDS_EXISTING | Valve Type | S/C | Swing Check |  |  | 2019-05-31 | A | GISSA
W | both | DDS_EXISTING | Valve Type | S/COCK | Stopcock |  |  | 2019-05-31 | A | GISSA
S | both | DDS_EXISTING | Valve Type | SAIR | Single Air |  |  | 2019-05-31 | A | GISSA
S | both | DDS_EXISTING | Valve Type | SCOUR | Scour |  |  | 2019-05-31 | A | GISSA
W | both | DDS_EXISTING | Valve Type | SeeComment | To be used when a Valve Type is not listed. The new Valve Type is to be listed in the Comments field. |  |  | 2019-05-31 | A | GISSA
S | both | DDS_EXISTING | Valve Type | SeeComment | To be used when a Valve Type is not listed. The new Valve Type is to be listed in the Comments field. |  |  | 2019-05-31 | A | GISSA
W | both | DDS_EXISTING | Valve Type | SHUT | Shut Off |  | 202604 - Changed description from Shut off to Shut Off. | 2026-04-29 | M | GISSA
W | both | DDS_EXISTING | Valve Type | SLEEVE | Sleeve |  |  | 2019-05-31 | A | GISSA
W | both | DDS_EXISTING | Valve Type | SLUICE | Sluice |  |  | 2019-05-31 | A | GISSA
W | both | DDS_EXISTING | Valve Type | SOLENOID | Solenoid |  |  | 2019-05-31 | A | GISSA
W | both | DDS_EXISTING | Valve Type | STOP | Stop [AS 5488 - 2013 Component] |  |  | 2019-05-31 | A | GISSA
W | both | DDS_EXISTING | Valve Type | STOPRC | Stop-Recycled [AS 5488 - 2013 Component] |  |  | 2019-05-31 | A | GISSA
W | both | DDS_EXISTING | Valve Type | TC | Test Cock |  |  | 2019-05-31 | A | GISSA
W | both | DDS_EXISTING | Valve Type | W | Wheel |  | Changed specification coverage in the spreadsheet from R to the correct specifications. | 2023-11-13 | M | GISSA
R | both | DDS_EXISTING | Visor Type | CLOSED | Closed |  |  | 2019-05-31 | A | GISSA
R | both | DDS_EXISTING | Visor Type | CUTAWAY | Cutaway |  |  | 2019-05-31 | A | GISSA
R | both | DDS_EXISTING | Visor Type | NA | Not Applicable |  |  | 2019-05-31 | A | GISSA
R | both | DDS_EXISTING | Visor Type | OPEN | Open |  |  | 2019-05-31 | A | GISSA
R | both | DDS_EXISTING | Visor Type | SeeComment | To be used when a Visor Type is not listed. The new Visor Type is to be listed in the Comments field. |  | Changed specification coverage in the spreadsheet from S to the correct specifications. | 2023-11-15 | M | GISSA
W | both | DDS_EXISTING | Voltage Type | 1PHASE | Single Phase |  |  | 2019-05-31 | A | GISSA
S | both | DDS_EXISTING | Voltage Type | 1PHASE | Single Phase |  |  | 2019-05-31 | A | GISSA
W | both | DDS_EXISTING | Voltage Type | 3PHASE | Three Phase |  |  | 2019-05-31 | A | GISSA
S | both | DDS_EXISTING | Voltage Type | 3PHASE | Three Phase |  |  | 2019-05-31 | A | GISSA
W | both | DDS_EXISTING | Voltage Type | LOWVOLT | Low Voltage |  |  | 2019-05-31 | A | GISSA
S | both | DDS_EXISTING | Voltage Type | LOWVOLT | Low Voltage |  |  | 2019-05-31 | A | GISSA
W | both | DDS_EXISTING | Voltage Type | SeeComment | To be used when a Voltage Type is not listed. The new Voltage Type is to be listed in the Comments field. |  |  | 2019-05-31 | A | GISSA
S | both | DDS_EXISTING | Voltage Type | SeeComment | To be used when a Voltage Type is not listed. The new Voltage Type is to be listed in the Comments field. |  | Corrected specification coverage in the spreadsheet. | 2023-11-10 | M | GISSA
B | both | DDS_EXISTING | Wall Material | BRK | Brick |  |  | 2019-05-31 | A | GISSA
B | both | DDS_EXISTING | Wall Material | FCEM | Fibre Cement Sheets |  |  | 2019-05-31 | A | GISSA
B | both | DDS_EXISTING | Wall Material | PSTYB | Polystyrene blocks |  |  | 2019-05-31 | A | GISSA
B | both | DDS_EXISTING | Wall Material | SeeComment | To be used when a Wall Material is not listed. The new Wall Material is to be listed in the Comments field. |  |  | 2019-05-31 | A | GISSA
B | both | DDS_EXISTING | Wall Material | STEEL | Steel |  |  | 2019-05-31 | A | GISSA
B | both | DDS_EXISTING | Wall Material | TMBR | Timber |  |  | 2019-05-31 | A | GISSA
B | both | DDS_EXISTING | Wall Type | BLG | Below Ground |  |  | 2019-05-31 | A | GISSA
B | both | DDS_EXISTING | Wall Type | CEILCAV | Ceiling Cavity |  |  | 2019-05-31 | A | GISSA
B | both | DDS_EXISTING | Wall Type | SeeComment | To be used when a Wall Type is not listed. The new Wall Type is to be listed in the Comments field. |  |  | 2019-05-31 | A | GISSA
B | both | DDS_EXISTING | Wall Type | SUSF | Suspended under floor |  |  | 2019-05-31 | A | GISSA
B | both | DDS_EXISTING | Wall Type | WALL | Wall |  |  | 2019-05-31 | A | GISSA
B | both | DDS_EXISTING | Wall Type | WALLCAV | Wall Cavity |  | Changed specification coverage in the spreadsheet from S to the correct specifications. | 2023-11-15 | M | GISSA
S | both | DDS_EXISTING | Wastewater Pipe Type | INTERCEPT | Interceptor |  |  | 2019-05-31 | A | GISSA
S | both | DDS_EXISTING | Wastewater Pipe Type | OUTFALL | Outfall |  |  | 2019-05-31 | A | GISSA
S | both | DDS_EXISTING | Wastewater Pipe Type | OVERFLOW | Overflow |  |  | 2019-05-31 | A | GISSA
S | both | DDS_EXISTING | Wastewater Pipe Type | PRESSURE | Pressure Reticulation Main |  |  | 2019-05-31 | A | GISSA
S | both | DDS_EXISTING | Wastewater Pipe Type | PRIVATE | Private |  |  | 2019-05-31 | A | GISSA
S | both | DDS_EXISTING | Wastewater Pipe Type | RETIC | Reticulation Main |  |  | 2019-05-31 | A | GISSA
S | both | DDS_EXISTING | Wastewater Pipe Type | RISINGSTEM | Rising Stem |  | 202604 - Changed code to "RISINGSTEM" and description to "Rising Stem". | 2026-04-29 | M | GISSA
S | both | DDS_EXISTING | Wastewater Pipe Type | SeeComment | To be used when a Wastewater Pipe Type is not listed. The new Wastewater Pipe Type is to be listed in the Comments field. |  |  | 2019-05-31 | A | GISSA
S | both | DDS_EXISTING | Wastewater Pipe Type | SIPHON | Siphon Main |  |  | 2019-05-31 | A | GISSA
S | both | DDS_EXISTING | Wastewater Pipe Type | STUB | Stub pipe |  |  | 2019-05-31 | A | GISSA
S | both | DDS_EXISTING | Wastewater Pipe Type | TRUNK | Trunk Main |  |  | 2019-05-31 | A | GISSA
S | both | DDS_EXISTING | Wastewater Pipe Type | VACM | Vacuum Main |  | Corrected specification coverage in the spreadsheet. | 2023-11-10 | M | GISSA
D | both | DDS_EXISTING | Water Harvesting Device Purpose | DETAIN | Detention of stormwater runoff |  |  | 2019-05-31 | A | GISSA
D | both | DDS_EXISTING | Water Harvesting Device Purpose | RETAIN | Retention of stormwater runoff for infiltration into the ground |  |  | 2019-05-31 | A | GISSA
D | both | DDS_EXISTING | Water Harvesting Device Purpose | SeeComment | To be used when a Water Harvesting Device Purpose is not listed. The new Water Harvesting Device Purpose is to be listed in the Comments field. |  |  | 2019-05-31 | A | GISSA
D | both | DDS_EXISTING | Water Harvesting Device Purpose | STORAGE | Storage for use |  |  | 2019-05-31 | A | GISSA
D | both | DDS_EXISTING | Water Harvesting Device Purpose | TENUATE | Thinning out of stormwater flows |  |  | 2019-05-31 | A | GISSA
D | both | DDS_EXISTING | Water Harvesting Device Purpose | TREAT | Treatment of stormwater runoff |  |  | 2019-05-31 | A | GISSA
D | both | DDS_EXISTING | Water Harvesting Device Type | ICHAM | Infiltration Chamber/pit |  |  | 2019-05-31 | A | GISSA
D | both | DDS_EXISTING | Water Harvesting Device Type | SeeComment | To be used when a Water Harvesting Device Type is not listed. The new Water Harvesting Device Type is to be listed in the Comments field. |  |  | 2019-05-31 | A | GISSA
D | both | DDS_EXISTING | Water Harvesting Device Type | TANK | Tank |  | Changed specification coverage in the spreadsheet from W to the correct specifications. | 2023-11-15 | M | GISSA
W | both | DDS_EXISTING | Water Type | POT | Potable |  |  | 2019-05-31 | A | GISSA
W | both | DDS_EXISTING | Water Type | RAW | Raw |  |  | 2019-05-31 | A | GISSA
W | both | DDS_EXISTING | Water Type | REC | Recycled/Reclaimed |  |  | 2019-05-31 | A | GISSA
W | Removed | DDS_EXISTING | Well Construction Method | DRILLED |  |  | Removed code because the codelist was not used in W-Spec. | 2025-10-08 | R | GISSA
W | Removed | DDS_EXISTING | Well Construction Method | DRIVEN |  |  | Removed code because the codelist was not used in W-Spec. | 2025-10-08 | R | GISSA
W | Removed | DDS_EXISTING | Well Construction Method | DUG |  |  | Removed code because the codelist was not used in W-Spec. | 2025-10-08 | R | GISSA
W | Removed | DDS_EXISTING | Well Construction Method | SeeComment |  |  | Removed code because the codelist was not used in W-Spec. | 2025-10-08 | R | GISSA
W | both | DDS_EXISTING | Well Purpose | CONSUMP | Consumption (domestic supply) |  |  | 2019-05-31 | A | GISSA
W | both | DDS_EXISTING | Well Purpose | DRYW | Dry Well |  |  | 2019-05-31 | A | GISSA
W | both | DDS_EXISTING | Well Purpose | FARM | Farm Supply |  | 202604 - Changed the initial letter of 'supply' to uppercase in the description. | 2026-04-27 | M | GISSA
W | both | DDS_EXISTING | Well Purpose | IRRIG | Irrigation |  |  | 2019-05-31 | A | GISSA
W | both | DDS_EXISTING | Well Purpose | LIFESTYLE | Life Style Block |  |  | 2019-05-31 | A | GISSA
W | both | DDS_EXISTING | Well Purpose | THERMAL | Geothermal |  |  | 2019-05-31 | A | GISSA
W | both | DDS_EXISTING | Well Purpose | TOWN | Town Supply |  |  | 2019-05-31 | A | GISSA
W | both | DDS_EXISTING | Pump Purpose | SeeComment | To be used when a Pump Purpose is not listed. The new Pump Purpose is to be listed in the Comments field. |  |  | 2022-11-09 | A | GISSA
S | both | DDS_EXISTING | Valve Type | DIVERTER | Switches the direction of flow |  | Added code. | 2022-11-09 | A | GISSA
W | both | DDS_EXISTING | Fitting Type | BEND6 | 6 Degree Bend |  | Added code. | 2022-11-09 | A | GISSA
S | both | DDS_EXISTING | Fitting Type | BEND6 | 6 Degree Bend |  | Added code. | 2022-11-10 | A | GISSA
W | both | DDS_EXISTING | Equipment Material | PVC | Polyvinyl chloride |  |  | 2022-11-10 | A | GISSA
S | both | DDS_EXISTING | Equipment Material | uPVC | Un-plasticised PVC |  |  | 2022-11-10 | A | GISSA
S | both | DDS_EXISTING | Pipe Stiffness Class | SN8000 | Also known as SN8 |  | Added to match PDF. | 2022-11-10 | A | GISSA
W | 2023 | DDS_EXISTING | Jointing Method | NONE | No joints - single length | IMPORTANT TO NOTE: Existing codelist linked to a new atribute in the FITTINGS, VALVES & METERS asset classes and only applicable for the assets FROM 2023 onwards | Added code. | 2023-02-22 | A | GISSA
S | 2023 | DDS_EXISTING | Jointing Method | NONE | No joints - single length | IMPORTANT TO NOTE: Existing codelist linked to a new atribute in the FITTINGS, VALVES & METERS asset classes and only applicable for the assets FROM 2023 onwards | Added code. | 2023-02-22 | A | GISSA
D | 2023 | DDS_EXISTING | Jointing Method | NONE | No joints - single length |  | Added codelist and code for 2023. | 2023-09-04 | A | GISSA
W | both | DDS_EXISTING | Access Point Access Method | NLS | No Ladders or Step Irons |  | Added code. | 2023-02-22 | A | GISSA
S | both | DDS_EXISTING | Access Point Access Method | NLS | No Ladders or Step Irons |  | Added code. | 2023-02-22 | A | GISSA
D | 2023 | DDS_EXISTING | Access Point Access Method | NOACCESS | Cannot be entered |  | Added codelist and code for 2023. | 2023-09-04 | A | GISSA
D | 2023 | DDS_EXISTING | Access Point Access Method | MONLAD | Monorail Ladder |  | Added codelist and code for 2023. | 2023-09-04 | A | GISSA
D | 2023 | DDS_EXISTING | Access Point Access Method | SeeComment | To be used when a Access Point Access Method is not listed. The new Access Point Access Method is to be listed in the Comments field. |  | Added codelist and code for 2023. | 2023-09-04 | A | GISSA
D | 2023 | DDS_EXISTING | Access Point Access Method | STDLAD | Standard Ladder |  | Added codelist and code for 2023. | 2023-09-04 | A | GISSA
D | 2023 | DDS_EXISTING | Access Point Access Method | STIRON | Step Iron |  | Added codelist and code for 2023. | 2023-09-04 | A | GISSA
D | 2023 | DDS_EXISTING | Access Point Access Method | NLS | No Ladders or Step Irons |  | Added codelist and code for 2023. | 2023-09-04 | A | GISSA
W | both | DDS_EXISTING | Pipe Material | MSCL | Mild-steel cement lined |  | Added code. | 2023-02-22 | A | GISSA
S | both | DDS_EXISTING | Pipe Material | MSCL | Mild-steel cement lined |  | Added code. | 2023-02-22 | A | GISSA
S | both | DDS_EXISTING | Pipe Renewal / Lining Material | PP | Polypropylene |  |  | 2023-02-22 | A | GISSA
W | both | DDS_EXISTING | Pipe Renewal / Lining Material | PP | Polypropylene |  |  | 2023-02-22 | A | GISSA
B | 2023 | DDS_EXISTING | EPSG Code | 28349 | MGA zone 49 (GDA94) |  | Added codelist and code for 2023. | 2023-09-04 | A | GISSA
B | 2023 | DDS_EXISTING | EPSG Code | 28350 | MGA zone 50 (GDA94) |  | Added codelist and code for 2023. | 2023-09-04 | A | GISSA
B | 2023 | DDS_EXISTING | EPSG Code | 28351 | MGA zone 51 (GDA94) |  | Added codelist and code for 2023. | 2023-09-04 | A | GISSA
B | 2023 | DDS_EXISTING | EPSG Code | 28352 | MGA zone 52 (GDA94) |  | Added codelist and code for 2023. | 2023-09-04 | A | GISSA
B | 2023 | DDS_EXISTING | EPSG Code | 28353 | MGA zone 53 (GDA94) |  | Added codelist and code for 2023. | 2023-09-04 | A | GISSA
B | 2023 | DDS_EXISTING | EPSG Code | 28354 | MGA zone 54 (GDA94) |  | Added codelist and code for 2023. | 2023-09-04 | A | GISSA
B | 2023 | DDS_EXISTING | EPSG Code | 28355 | MGA zone 55 (GDA94) |  | Added codelist and code for 2023. | 2023-09-04 | A | GISSA
B | 2023 | DDS_EXISTING | EPSG Code | 28356 | MGA zone 56 (GDA94) |  | Added codelist and code for 2023. | 2023-09-04 | A | GISSA
B | 2023 | DDS_EXISTING | EPSG Code | 28357 | MGA zone 57 (GDA94) |  | Added codelist and code for 2023. | 2023-09-04 | A | GISSA
B | 2023 | DDS_EXISTING | EPSG Code | 7849 | MGA2020 Zone 49 |  | Added codelist and code for 2023. | 2023-09-04 | A | GISSA
B | 2023 | DDS_EXISTING | EPSG Code | 7850 | MGA2020 Zone 50 |  | Added codelist and code for 2023. | 2023-09-04 | A | GISSA
B | 2023 | DDS_EXISTING | EPSG Code | 7851 | MGA2020 Zone 51 |  | Added codelist and code for 2023. | 2023-09-04 | A | GISSA
B | 2023 | DDS_EXISTING | EPSG Code | 7852 | MGA2020 Zone 52 |  | Added codelist and code for 2023. | 2023-09-04 | A | GISSA
B | 2023 | DDS_EXISTING | EPSG Code | 7853 | MGA2020 Zone 53 |  | Added codelist and code for 2023. | 2023-09-04 | A | GISSA
B | 2023 | DDS_EXISTING | EPSG Code | 7854 | MGA2020 Zone 54 |  | Added codelist and code for 2023. | 2023-09-04 | A | GISSA
B | 2023 | DDS_EXISTING | EPSG Code | 7855 | MGA2020 Zone 55 |  | Added codelist and code for 2023. | 2023-09-04 | A | GISSA
B | 2023 | DDS_EXISTING | EPSG Code | 7856 | MGA2020 Zone 56 |  | Added codelist and code for 2023. | 2023-09-04 | A | GISSA
B | 2023 | DDS_EXISTING | EPSG Code | 7857 | MGA2020 Zone 57 |  | Added codelist and code for 2023. | 2023-09-04 | A | GISSA
B | 2023 | DDS_EXISTING | EPSG Code | SeeComment | To be used when an EPSG Code is not listed. The new EPSG Code is to be listed in the Comments field. |  | Added codelist and code for 2023. | 2023-09-04 | A | GISSA
D | 2023 | DDS_EXISTING | EPSG Code | 28349 | MGA zone 49 (GDA94) |  | Added codelist and code for 2023. | 2023-09-04 | A | GISSA
D | 2023 | DDS_EXISTING | EPSG Code | 28350 | MGA zone 50 (GDA94) |  | Added codelist and code for 2023. | 2023-09-04 | A | GISSA
D | 2023 | DDS_EXISTING | EPSG Code | 28351 | MGA zone 51 (GDA94) |  | Added codelist and code for 2023. | 2023-09-04 | A | GISSA
D | 2023 | DDS_EXISTING | EPSG Code | 28352 | MGA zone 52 (GDA94) |  | Added codelist and code for 2023. | 2023-09-04 | A | GISSA
D | 2023 | DDS_EXISTING | EPSG Code | 28353 | MGA zone 53 (GDA94) |  | Added codelist and code for 2023. | 2023-09-04 | A | GISSA
D | 2023 | DDS_EXISTING | EPSG Code | 28354 | MGA zone 54 (GDA94) |  | Added codelist and code for 2023. | 2023-09-04 | A | GISSA
D | 2023 | DDS_EXISTING | EPSG Code | 28355 | MGA zone 55 (GDA94) |  | Added codelist and code for 2023. | 2023-09-04 | A | GISSA
D | 2023 | DDS_EXISTING | EPSG Code | 28356 | MGA zone 56 (GDA94) |  | Added codelist and code for 2023. | 2023-09-04 | A | GISSA
D | 2023 | DDS_EXISTING | EPSG Code | 28357 | MGA zone 57 (GDA94) |  | Added codelist and code for 2023. | 2023-09-04 | A | GISSA
D | 2023 | DDS_EXISTING | EPSG Code | 7849 | MGA2020 Zone 49 |  | Added codelist and code for 2023. | 2023-09-04 | A | GISSA
D | 2023 | DDS_EXISTING | EPSG Code | 7850 | MGA2020 Zone 50 |  | Added codelist and code for 2023. | 2023-09-04 | A | GISSA
D | 2023 | DDS_EXISTING | EPSG Code | 7851 | MGA2020 Zone 51 |  | Added codelist and code for 2023. | 2023-09-04 | A | GISSA
D | 2023 | DDS_EXISTING | EPSG Code | 7852 | MGA2020 Zone 52 |  | Added codelist and code for 2023. | 2023-09-04 | A | GISSA
D | 2023 | DDS_EXISTING | EPSG Code | 7853 | MGA2020 Zone 53 |  | Added codelist and code for 2023. | 2023-09-04 | A | GISSA
D | 2023 | DDS_EXISTING | EPSG Code | 7854 | MGA2020 Zone 54 |  | Added codelist and code for 2023. | 2023-09-04 | A | GISSA
D | 2023 | DDS_EXISTING | EPSG Code | 7855 | MGA2020 Zone 55 |  | Added codelist and code for 2023. | 2023-09-04 | A | GISSA
D | 2023 | DDS_EXISTING | EPSG Code | 7856 | MGA2020 Zone 56 |  | Added codelist and code for 2023. | 2023-09-04 | A | GISSA
D | 2023 | DDS_EXISTING | EPSG Code | 7857 | MGA2020 Zone 57 |  | Added codelist and code for 2023. | 2023-09-04 | A | GISSA
D | 2023 | DDS_EXISTING | EPSG Code | SeeComment | To be used when an EPSG Code is not listed. The new EPSG Code is to be listed in the Comments field. |  | Added codelist and code for 2023. | 2023-09-04 | A | GISSA
O | 2023 | DDS_EXISTING | EPSG Code | 28349 | MGA zone 49 (GDA94) |  | Added codelist and code for 2023. | 2023-09-04 | A | GISSA
O | 2023 | DDS_EXISTING | EPSG Code | 28350 | MGA zone 50 (GDA94) |  | Added codelist and code for 2023. | 2023-09-04 | A | GISSA
O | 2023 | DDS_EXISTING | EPSG Code | 28351 | MGA zone 51 (GDA94) |  | Added codelist and code for 2023. | 2023-09-04 | A | GISSA
O | 2023 | DDS_EXISTING | EPSG Code | 28352 | MGA zone 52 (GDA94) |  | Added codelist and code for 2023. | 2023-09-04 | A | GISSA
O | 2023 | DDS_EXISTING | EPSG Code | 28353 | MGA zone 53 (GDA94) |  | Added codelist and code for 2023. | 2023-09-04 | A | GISSA
O | 2023 | DDS_EXISTING | EPSG Code | 28354 | MGA zone 54 (GDA94) |  | Added codelist and code for 2023. | 2023-09-04 | A | GISSA
O | 2023 | DDS_EXISTING | EPSG Code | 28355 | MGA zone 55 (GDA94) |  | Added codelist and code for 2023. | 2023-09-04 | A | GISSA
O | 2023 | DDS_EXISTING | EPSG Code | 28356 | MGA zone 56 (GDA94) |  | Added codelist and code for 2023. | 2023-09-04 | A | GISSA
O | 2023 | DDS_EXISTING | EPSG Code | 28357 | MGA zone 57 (GDA94) |  | Added codelist and code for 2023. | 2023-09-04 | A | GISSA
O | 2023 | DDS_EXISTING | EPSG Code | 7849 | MGA2020 Zone 49 |  | Added codelist and code for 2023. | 2023-09-04 | A | GISSA
O | 2023 | DDS_EXISTING | EPSG Code | 7850 | MGA2020 Zone 50 |  | Added codelist and code for 2023. | 2023-09-04 | A | GISSA
O | 2023 | DDS_EXISTING | EPSG Code | 7851 | MGA2020 Zone 51 |  | Added codelist and code for 2023. | 2023-09-04 | A | GISSA
O | 2023 | DDS_EXISTING | EPSG Code | 7852 | MGA2020 Zone 52 |  | Added codelist and code for 2023. | 2023-09-04 | A | GISSA
O | 2023 | DDS_EXISTING | EPSG Code | 7853 | MGA2020 Zone 53 |  | Added codelist and code for 2023. | 2023-09-04 | A | GISSA
O | 2023 | DDS_EXISTING | EPSG Code | 7854 | MGA2020 Zone 54 |  | Added codelist and code for 2023. | 2023-09-04 | A | GISSA
O | 2023 | DDS_EXISTING | EPSG Code | 7855 | MGA2020 Zone 55 |  | Added codelist and code for 2023. | 2023-09-04 | A | GISSA
O | 2023 | DDS_EXISTING | EPSG Code | 7856 | MGA2020 Zone 56 |  | Added codelist and code for 2023. | 2023-09-04 | A | GISSA
O | 2023 | DDS_EXISTING | EPSG Code | 7857 | MGA2020 Zone 57 |  | Added codelist and code for 2023. | 2023-09-04 | A | GISSA
O | 2023 | DDS_EXISTING | EPSG Code | SeeComment | To be used when an EPSG Code is not listed. The new EPSG Code is to be listed in the Comments field. |  | Added codelist and code for 2023. | 2023-09-04 | A | GISSA
R | 2023 | DDS_EXISTING | EPSG Code | 28349 | MGA zone 49 (GDA94) |  | Added codelist and code for 2023. | 2023-09-04 | A | GISSA
R | 2023 | DDS_EXISTING | EPSG Code | 28350 | MGA zone 50 (GDA94) |  | Added codelist and code for 2023. | 2023-09-04 | A | GISSA
R | 2023 | DDS_EXISTING | EPSG Code | 28351 | MGA zone 51 (GDA94) |  | Added codelist and code for 2023. | 2023-09-04 | A | GISSA
R | 2023 | DDS_EXISTING | EPSG Code | 28352 | MGA zone 52 (GDA94) |  | Added codelist and code for 2023. | 2023-09-04 | A | GISSA
R | 2023 | DDS_EXISTING | EPSG Code | 28353 | MGA zone 53 (GDA94) |  | Added codelist and code for 2023. | 2023-09-04 | A | GISSA
R | 2023 | DDS_EXISTING | EPSG Code | 28354 | MGA zone 54 (GDA94) |  | Added codelist and code for 2023. | 2023-09-04 | A | GISSA
R | 2023 | DDS_EXISTING | EPSG Code | 28355 | MGA zone 55 (GDA94) |  | Added codelist and code for 2023. | 2023-09-04 | A | GISSA
R | 2023 | DDS_EXISTING | EPSG Code | 28356 | MGA zone 56 (GDA94) |  | Added codelist and code for 2023. | 2023-09-04 | A | GISSA
R | 2023 | DDS_EXISTING | EPSG Code | 28357 | MGA zone 57 (GDA94) |  | Added codelist and code for 2023. | 2023-09-04 | A | GISSA
R | 2023 | DDS_EXISTING | EPSG Code | 7849 | MGA2020 Zone 49 |  | Added codelist and code for 2023. | 2023-09-04 | A | GISSA
R | 2023 | DDS_EXISTING | EPSG Code | 7850 | MGA2020 Zone 50 |  | Added codelist and code for 2023. | 2023-09-04 | A | GISSA
R | 2023 | DDS_EXISTING | EPSG Code | 7851 | MGA2020 Zone 51 |  | Added codelist and code for 2023. | 2023-09-04 | A | GISSA
R | 2023 | DDS_EXISTING | EPSG Code | 7852 | MGA2020 Zone 52 |  | Added codelist and code for 2023. | 2023-09-04 | A | GISSA
R | 2023 | DDS_EXISTING | EPSG Code | 7853 | MGA2020 Zone 53 |  | Added codelist and code for 2023. | 2023-09-04 | A | GISSA
R | 2023 | DDS_EXISTING | EPSG Code | 7854 | MGA2020 Zone 54 |  | Added codelist and code for 2023. | 2023-09-04 | A | GISSA
R | 2023 | DDS_EXISTING | EPSG Code | 7855 | MGA2020 Zone 55 |  | Added codelist and code for 2023. | 2023-09-04 | A | GISSA
R | 2023 | DDS_EXISTING | EPSG Code | 7856 | MGA2020 Zone 56 |  | Added codelist and code for 2023. | 2023-09-04 | A | GISSA
R | 2023 | DDS_EXISTING | EPSG Code | 7857 | MGA2020 Zone 57 |  | Added codelist and code for 2023. | 2023-09-04 | A | GISSA
R | 2023 | DDS_EXISTING | EPSG Code | SeeComment | To be used when an EPSG Code is not listed. The new EPSG Code is to be listed in the Comments field. |  | Added codelist and code for 2023. | 2023-09-04 | A | GISSA
S | 2023 | DDS_EXISTING | EPSG Code | 28349 | MGA zone 49 (GDA94) |  | Added codelist and code for 2023. | 2023-09-04 | A | GISSA
S | 2023 | DDS_EXISTING | EPSG Code | 28350 | MGA zone 50 (GDA94) |  | Added codelist and code for 2023. | 2023-09-04 | A | GISSA
S | 2023 | DDS_EXISTING | EPSG Code | 28351 | MGA zone 51 (GDA94) |  | Added codelist and code for 2023. | 2023-09-04 | A | GISSA
S | 2023 | DDS_EXISTING | EPSG Code | 28352 | MGA zone 52 (GDA94) |  | Added codelist and code for 2023. | 2023-09-04 | A | GISSA
S | 2023 | DDS_EXISTING | EPSG Code | 28353 | MGA zone 53 (GDA94) |  | Added codelist and code for 2023. | 2023-09-04 | A | GISSA
S | 2023 | DDS_EXISTING | EPSG Code | 28354 | MGA zone 54 (GDA94) |  | Added codelist and code for 2023. | 2023-09-04 | A | GISSA
S | 2023 | DDS_EXISTING | EPSG Code | 28355 | MGA zone 55 (GDA94) |  | Added codelist and code for 2023. | 2023-09-04 | A | GISSA
S | 2023 | DDS_EXISTING | EPSG Code | 28356 | MGA zone 56 (GDA94) |  | Added codelist and code for 2023. | 2023-09-04 | A | GISSA
S | 2023 | DDS_EXISTING | EPSG Code | 28357 | MGA zone 57 (GDA94) |  | Added codelist and code for 2023. | 2023-09-04 | A | GISSA
S | 2023 | DDS_EXISTING | EPSG Code | 7849 | MGA2020 Zone 49 |  | Added codelist and code for 2023. | 2023-09-04 | A | GISSA
S | 2023 | DDS_EXISTING | EPSG Code | 7850 | MGA2020 Zone 50 |  | Added codelist and code for 2023. | 2023-09-04 | A | GISSA
S | 2023 | DDS_EXISTING | EPSG Code | 7851 | MGA2020 Zone 51 |  | Added codelist and code for 2023. | 2023-09-04 | A | GISSA
S | 2023 | DDS_EXISTING | EPSG Code | 7852 | MGA2020 Zone 52 |  | Added codelist and code for 2023. | 2023-09-04 | A | GISSA
S | 2023 | DDS_EXISTING | EPSG Code | 7853 | MGA2020 Zone 53 |  | Added codelist and code for 2023. | 2023-09-04 | A | GISSA
S | 2023 | DDS_EXISTING | EPSG Code | 7854 | MGA2020 Zone 54 |  | Added codelist and code for 2023. | 2023-09-04 | A | GISSA
S | 2023 | DDS_EXISTING | EPSG Code | 7855 | MGA2020 Zone 55 |  | Added codelist and code for 2023. | 2023-09-04 | A | GISSA
S | 2023 | DDS_EXISTING | EPSG Code | 7856 | MGA2020 Zone 56 |  | Added codelist and code for 2023. | 2023-09-04 | A | GISSA
S | 2023 | DDS_EXISTING | EPSG Code | 7857 | MGA2020 Zone 57 |  | Added codelist and code for 2023. | 2023-09-04 | A | GISSA
S | 2023 | DDS_EXISTING | EPSG Code | SeeComment | To be used when an EPSG Code is not listed. The new EPSG Code is to be listed in the Comments field. |  | Added codelist and code for 2023. | 2023-09-04 | A | GISSA
W | 2023 | DDS_EXISTING | EPSG Code | 28349 | MGA zone 49 (GDA94) |  | Added codelist and code for 2023. | 2023-09-04 | A | GISSA
W | 2023 | DDS_EXISTING | EPSG Code | 28350 | MGA zone 50 (GDA94) |  | Added codelist and code for 2023. | 2023-09-04 | A | GISSA
W | 2023 | DDS_EXISTING | EPSG Code | 28351 | MGA zone 51 (GDA94) |  | Added codelist and code for 2023. | 2023-09-04 | A | GISSA
W | 2023 | DDS_EXISTING | EPSG Code | 28352 | MGA zone 52 (GDA94) |  | Added codelist and code for 2023. | 2023-09-04 | A | GISSA
W | 2023 | DDS_EXISTING | EPSG Code | 28353 | MGA zone 53 (GDA94) |  | Added codelist and code for 2023. | 2023-09-04 | A | GISSA
W | 2023 | DDS_EXISTING | EPSG Code | 28354 | MGA zone 54 (GDA94) |  | Added codelist and code for 2023. | 2023-09-04 | A | GISSA
W | 2023 | DDS_EXISTING | EPSG Code | 28355 | MGA zone 55 (GDA94) |  | Added codelist and code for 2023. | 2023-09-04 | A | GISSA
W | 2023 | DDS_EXISTING | EPSG Code | 28356 | MGA zone 56 (GDA94) |  | Added codelist and code for 2023. | 2023-09-04 | A | GISSA
W | 2023 | DDS_EXISTING | EPSG Code | 28357 | MGA zone 57 (GDA94) |  | Added codelist and code for 2023. | 2023-09-04 | A | GISSA
W | 2023 | DDS_EXISTING | EPSG Code | 7849 | MGA2020 Zone 49 |  | Added codelist and code for 2023. | 2023-09-04 | A | GISSA
W | 2023 | DDS_EXISTING | EPSG Code | 7850 | MGA2020 Zone 50 |  | Added codelist and code for 2023. | 2023-09-04 | A | GISSA
W | 2023 | DDS_EXISTING | EPSG Code | 7851 | MGA2020 Zone 51 |  | Added codelist and code for 2023. | 2023-09-04 | A | GISSA
W | 2023 | DDS_EXISTING | EPSG Code | 7852 | MGA2020 Zone 52 |  | Added codelist and code for 2023. | 2023-09-04 | A | GISSA
W | 2023 | DDS_EXISTING | EPSG Code | 7853 | MGA2020 Zone 53 |  | Added codelist and code for 2023. | 2023-09-04 | A | GISSA
W | 2023 | DDS_EXISTING | EPSG Code | 7854 | MGA2020 Zone 54 |  | Added codelist and code for 2023. | 2023-09-04 | A | GISSA
W | 2023 | DDS_EXISTING | EPSG Code | 7855 | MGA2020 Zone 55 |  | Added codelist and code for 2023. | 2023-09-04 | A | GISSA
W | 2023 | DDS_EXISTING | EPSG Code | 7856 | MGA2020 Zone 56 |  | Added codelist and code for 2023. | 2023-09-04 | A | GISSA
W | 2023 | DDS_EXISTING | EPSG Code | 7857 | MGA2020 Zone 57 |  | Added codelist and code for 2023. | 2023-09-04 | A | GISSA
W | 2023 | DDS_EXISTING | EPSG Code | SeeComment | To be used when an EPSG Code is not listed. The new EPSG Code is to be listed in the Comments field. |  | Added codelist and code for 2023. | 2023-09-04 | A | GISSA
R | both | DDS_EXISTING | Pole/Post Type | FLGP | Flag Pole |  | 2026 - Changed description from Flagpole to Flag Pole. 2023 - Added to match PDF. | 2026-04-28 | M | GISSA
B | 2023 | DDS_EXISTING | Cladding | VINYL | Vinyl |  | 2023: Added codelist and code for 2023. 2026-04-29: Changed description from 'Aluminium' to 'Vinyl'. | 2026-04-29 | M | GISSA
B | 2023 | DDS_EXISTING | Cladding | BRK | Brick |  | Added codelist and code for 2023. | 2023-09-04 | A | GISSA
B | 2023 | DDS_EXISTING | Cladding | CONC | Concrete |  | Added codelist and code for 2023. | 2023-09-04 | A | GISSA
B | 2023 | DDS_EXISTING | Cladding | GLASS | Glass |  | Added codelist and code for 2023. | 2023-09-04 | A | GISSA
B | 2023 | DDS_EXISTING | Cladding | SeeComment | To be used when a Cladding Type is not listed. The new Cladding Type is to be listed in the Comments field. |  | Added codelist and code for 2023. | 2023-09-04 | A | GISSA
B | 2023 | DDS_EXISTING | Cladding | METAL | Metal |  | Added codelist and code for 2023. | 2023-09-04 | A | GISSA
B | 2023 | DDS_EXISTING | Cladding | STNE | Stone |  | Added codelist and code for 2023. | 2023-09-04 | A | GISSA
B | 2023 | DDS_EXISTING | Cladding | TIMBR | Timber |  | Added codelist and code for 2023. | 2023-09-04 | A | GISSA
B | 2023 | DDS_EXISTING | Feature Type | BUILDING | Building |  | Added codelist and code for 2023. | 2023-09-04 | M | GISSA
B | 2023 | DDS_EXISTING | Feature Type | TANK | Tank |  | Added codelist and code for 2023. | 2023-09-04 | A | GISSA
B | 2023 | DDS_EXISTING | Feature Type | TOWER | Tower |  | Added codelist and code for 2023. | 2023-09-04 | M | GISSA
B | 2023 | DDS_EXISTING | Baluster, Rail and Stair Material | AL | Aluminium |  | Added codelist and code for 2023. | 2023-09-04 | A | GISSA
B | 2023 | DDS_EXISTING | Baluster, Rail and Stair Material | CONC | Concrete |  | Added codelist and code for 2023. | 2023-09-04 | A | GISSA
B | 2023 | DDS | Baluster, Rail and Stair Material | RC | Reinforced Concrete - No Class |  | Added codelist and code for 2023. | 2023-09-04 | A | GISSA
B | 2023 | DDS_EXISTING | Baluster, Rail and Stair Material | SSTEEL | Stainless Steel |  | Added codelist and code for 2023. | 2023-09-04 | A | GISSA
B | 2023 | DDS_EXISTING | Baluster, Rail and Stair Material | STEEL | Steel |  | Added codelist and code for 2023. | 2023-09-04 | A | GISSA
B | 2023 | DDS_EXISTING | Baluster, Rail and Stair Material | TIMBER | Timber |  | Added codelist and code for 2023. | 2023-09-04 | A | GISSA
B | 2023 | DDS_EXISTING | Baluster, Rail and Stair Material | WI | Wrought Iron |  | Added codelist and code for 2023. | 2023-09-04 | A | GISSA
B | 2023 | DDS_EXISTING | Baluster, Rail and Stair Material | SeeComment | To be used when a Baluster, Rail and Stair Material is not listed. The new Baluster, Rail and Stair Material is to be listed in the Comments field. |  | Added codelist and code for 2023. | 2023-09-04 | A | GISSA
B | 2023 | DDS_EXISTING | Stringer Types | CANT_STR | Cantilevered Stringer |  | Added codelist and code for 2023. | 2023-09-04 | A | GISSA
B | 2023 | DDS_EXISTING | Stringer Types | CB_STR | Centre Beam Stringer | Also known as Single Stringer or Mono Stringer | Added codelist and code for 2023. | 2023-09-04 | A | GISSA
B | 2023 | DDS_EXISTING | Stringer Types | CR_OS_DBL | Closed Risers Open Stringer both Sides | Also known as Capped cut stringer | Added codelist and code for 2023. | 2023-09-04 | A | GISSA
B | 2023 | DDS_EXISTING | Stringer Types | CR_CS_DBL | Closed Risers Closed Stringer both sides | Also known as Closed stringers with risers | Added codelist and code for 2023. | 2023-09-04 | A | GISSA
B | 2023 | DDS_EXISTING | Stringer Types | OR_OS_DBL | Open Risers Open Stringer both sides | Also known as Double Stringer or Twin Stringer | Added codelist and code for 2023. | 2023-09-04 | A | GISSA
B | 2023 | DDS_EXISTING | Stringer Types | CR_OS_CS | Closed Risers Open & Closed Stringer | Also Known as Closed Rise/Cut Stringer | Added codelist and code for 2023. | 2023-09-04 | A | GISSA
B | 2023 | DDS_EXISTING | Stringer Types | SeeComment | To be used when a Stringer Type is not listed. The new Stringer Type is to be listed in the Comments field. |  | Added codelist and code for 2023. | 2023-09-04 | A | GISSA
B | 2023 | DDS_EXISTING | Stair Types | CURVED | Curved Stairs |  | Added codelist and code for 2023. | 2023-09-04 | A | GISSA
B | 2023 | DDS_EXISTING | Stair Types | LADDER | Ladder |  | Added codelist and code for 2023. | 2023-09-04 | A | GISSA
B | 2023 | DDS_EXISTING | Stair Types | LADDER_C | Ladder with stair cage |  | Added codelist and code for 2023. | 2023-09-04 | A | GISSA
B | 2023 | DDS_EXISTING | Stair Types | LSHAPE | L-Shaped stairs |  | Added codelist and code for 2023. | 2023-09-04 | A | GISSA
B | 2023 | DDS_EXISTING | Stair Types | STRAIGHT_L | Straight stair with landing |  | Added codelist and code for 2023. | 2023-09-04 | A | GISSA
B | 2023 | DDS_EXISTING | Stair Types | SPIRAL | Spiral Stairs |  | Added codelist and code for 2023. | 2023-09-04 | A | GISSA
B | 2023 | DDS_EXISTING | Stair Types | STRAIGHT | Straight stairs |  | Added codelist and code for 2023. | 2023-09-04 | A | GISSA
B | 2023 | DDS_EXISTING | Stair Types | USHAPE | Half Landing Stairs |  | Added codelist and code for 2023. | 2023-09-04 | A | GISSA
B | 2023 | DDS_EXISTING | Stair Types | WINDER | Winder stairs |  | Added codelist and code for 2023. | 2023-09-04 | A | GISSA
B | 2023 | DDS_EXISTING | Stair Types | 2Q_WIN | 2Quarter Winder Stairs |  | Added codelist and code for 2023. | 2023-09-04 | A | GISSA
B | both | DDS_EXISTING | Stair Types | SeeComment | To be used when a Stair Type is not listed. The new Stair Type is to be listed in the Comments field. |  | Added codelist and code for 2023. | 2023-09-04 | A | GISSA
B | 2023 | DDS_EXISTING | Stair Purpose | EMR | Emergency Exit |  | Added codelist and code for 2023. | 2023-09-04 | A | GISSA
B | 2023 | DDS_EXISTING | Stair Purpose | FES | Fire Escape |  | Added codelist and code for 2023. | 2023-09-04 | A | GISSA
B | 2023 | DDS_EXISTING | Stair Purpose | GEN | General |  | Added codelist and code for 2023. | 2023-09-04 | A | GISSA
B | 2023 | DDS_EXISTING | Stair Purpose | MAINTAIN | Maintenance |  | Added codelist and code for 2023. | 2023-09-04 | A | GISSA
B | 2023 | DDS_EXISTING | Stair Purpose | RESACC | Restricted Access |  | 2026 - Changed code from RESTRICTED to RESACC. 2023 - Added codelist and code for 2023. | 2026-04-29 | M | GISSA
B | 2023 | DDS_EXISTING | Stair Purpose | ROOF_ACC | Roof Access |  | Added codelist and code for 2023. | 2023-09-04 | A | GISSA
B | 2023 | DDS_EXISTING | Stair Purpose | SeeComment | To be used when a Stair Purpose is not listed. The new Stair Purpose is to be listed in the Comments field. |  | Added codelist and code for 2023. | 2023-09-04 | A | GISSA
S | 2023 | DDS_EXISTING | Water Type | ROOFW | Roof water |  | Added to match PDF. | 2023-11-07 | A | GISSA
S | 2023 | DDS_EXISTING | Water Type | WASTEW | Wastewater |  | Added to match PDF. | 2023-11-07 | A | GISSA
S | 2023 | DDS_EXISTING | Water Type | SeeComment | To be used when a Media Type is not listed. The new Media Type is to be listed in the Comments field. |  | Added to match PDF. | 2023-11-07 | A | GISSA
W | both | DDS_EXISTING | Structure Material | PVC | Polyvinyl chloride |  | Added code. | 2023-11-07 | A | GISSA
D | both | DDS_EXISTING | Structures - Material | STP | Stone Pitching |  | Added to match PDF. | 2023-11-09 | A | GISSA
D | both | DDS_EXISTING | External Coating | SeeComment | To be used when an External Coating is not listed. The new External Coating is to be listed in the Comments field. |  | Added code to the correct codelist. | 2023-11-10 | A | GISSA
S | both | DDS_EXISTING | Pipe Stiffness Class | SN2500 |  |  |  | 2023-11-13 | A | GISSA
S | both | DDS_EXISTING | Pipe Stiffness Class | SN10000 | Also known as SN10 |  |  | 2023-11-13 | A | GISSA
S | both | DDS_EXISTING | Pipe Stiffness Class | SeeComment | To be used when a Pipe Stiffness Class is not listed. The new Pipe Stiffness Class is to be listed in the Comments field. |  | Added code. | 2023-11-13 | A | GISSA
R | both | DDS_EXISTING | Power Source | SOLAR | Solar Panels |  | Changed code from 'SOL' to 'SOLAR' and description from 'Solar' to 'Solar Panels'. | 2023-11-13 | M | GISSA
S | both | DDS_EXISTING | Pipe Stiffness Class | SN8000 | Also known as SN8 |  | 2023: Added register entry to match the specification. 2026-04-29: Corrected the alias from 'Also known as SN10' to 'Also known as SN8'. | 2026-04-29 | M | GISSA
R | both | DDS_EXISTING | Base and Sub-base Material | 35CEM4LI | 3.5% Cement & 4% Lime Imported Fill |  | Added code at the request of City of Casey. | 2023-11-30 | A | GISSA
R | both | DDS_EXISTING | Base and Sub-base Material | CL2FCR | Class 2 fine crushed rock |  | Added code at the request of City of Casey. | 2023-11-30 | A | GISSA
R | both | DDS_EXISTING | Base and Sub-base Material | CL3FCR | Class 3 fine crushed rock |  | Added code at the request of City of Casey. | 2023-11-30 | A | GISSA
R | both | DDS_EXISTING | Base and Sub-base Material | CL3CR | Class 3 crushed rock |  | Added code at the request of City of Casey. | 2023-11-30 | A | GISSA
O | both | DDS_EXISTING | Base Material | 35CEM4LI | 3.5% Cement & 4% Lime Imported Fill |  | Added code at the request of City of Casey. | 2023-11-30 | A | GISSA
O | both | DDS_EXISTING | Base Material | CL2FCR | Class 2 fine crushed rock |  | Added code at the request of City of Casey. | 2023-11-30 | A | GISSA
R | both | DDS_EXISTING | Base Material | CL3FCR | Class 3 fine crushed rock |  |  | 2023-11-30 | A | GISSA
O | both | DDS_EXISTING | Base Material | CL3CR | Class 3 crushed rock |  | Added code at the request of City of Casey. | 2023-11-30 | A | GISSA
O | both | DDS_EXISTING | Fence/Wall Type | PALING | Paling |  | Added code at the request of Marshalls. | 2024-07-24 | A | GISSA
O | both | DDS_EXISTING | Services (Point) Type | SeeComment | To be used when a Service (Point) Type is not listed. The new Service (Point) Type is to be listed in the Comments field. |  | Added code at the request of MNG. 2026-10-28: Corrected the first SeeComment reference from 'Service (Linear) Type' to 'Service (Point) Type'. | 2026-10-28 | M | GISSA
D | both | DDS_EXISTING | Pit Material | AL | Aluminium |  | Added code at the request of MNG. | 2024-10-03 | A | GISSA
R | both | DDS | Surface (Seal) Material Type | RC | Reinforced Concrete - No Class |  | Changed description. | 2024-10-04 | M | GISSA
S | both | DDS_EXISTING | Access Point / Manhole / Pit Type | JUNC | Pipe Junction | A junction is not to be mistakenly identified as a JUNCTION PIT. A Junction is where two or more pipes intersect without a pit structure (whereas a junction pit is a pit where two or more pipes enter or leave). <No diagram provided> | 202604 - Changed description from Junction to Pipe Junction. | 2026-04-28 | M | GISSA
W | 2023 | DDS_EXISTING | Access Point Type | JUNC | Pipe Junction |  | Changed description to Pipe Junction. | 2025-09-24 | M | GISSA
O | both | DDS_EXISTING | Rail Type | SeeComment | To be used when a Rail Type is not listed. The new Rail Type is to be listed in the Comments field. |  |  | 2025-02-05 | A | GISSA
O | 2023 | DDS_EXISTING | Foundation Type | INDF | Individual footing |  | Added codelist and code for 2023. | 2023-09-04 | A | GISSA
O | 2023 | DDS_EXISTING | Foundation Type | MFOUND | Mat foundation |  | Added codelist and code for 2023. | 2023-09-04 | A | GISSA
O | 2023 | DDS_EXISTING | Foundation Type | PILE | Piling |  | Added codelist and code for 2023. | 2023-09-04 | A | GISSA
O | 2023 | DDS_EXISTING | Foundation Type | SeeComment | To be used when a Foundation Type is not listed. The new Foundation Type is to be listed in the Comments field. |  | Added codelist and code for 2023. | 2023-09-04 | A | GISSA
O | 2023 | DDS_EXISTING | Foundation Type | STRF | Strip footing |  | Added codelist and code for 2023. | 2023-09-04 | A | GISSA
B | both | DDS_EXISTING | Power Source | SOL | Solar |  | 202604 - Changed description from Solar Power to Solar. | 2026-04-29 | M | GISSA
B | both | DDS_EXISTING | Power Source | GEN | Generator |  |  | 2025-04-02 | A | GISSA
O | Removed | DDS_EXISTING | Asset Status | Fill |  |  | Removed code because it was not relevant to this feature. | 2025-04-03 | R | GISSA
R | Removed | DDS_EXISTING | Asset Status | Fill |  |  | Removed code because it was not relevant to this feature. | 2025-04-03 | R | GISSA
R | both | DDS_EXISTING | Foundation Type | MFOUND | Mat foundation |  |  | 2025-04-03 | A | GISSA
B | both | DDS_EXISTING | Unit of Measure Reference | PER | Per iterm to be used when feature not a linear feature. |  |  | 2025-04-24 | A | GISSA
O | both | DDS_EXISTING | Unit of Measure Reference | PER | Per iterm to be used when feature not a linear feature. |  |  | 2025-04-24 | A | GISSA
S | both | DDS_EXISTING | Unit of Measure Reference | PER | Per iterm to be used when feature not a linear feature. |  |  | 2025-04-24 | A | GISSA
W | both | DDS_EXISTING | Unit of Measure Reference | PER | Per iterm to be used when feature not a linear feature. |  |  | 2025-04-24 | A | GISSA
O | both | DDS_EXISTING | Fence/Wall Purpose | FEATURE | Feature Wall |  |  | 2025-05-21 | A | GISSA
O | both | DDS_EXISTING | Fence/Wall Purpose | SEATING | Seating |  |  | 2025-05-21 | A | GISSA
O | both | DDS_EXISTING | Fence/Wall Type | NBAFFLE | Noise Baffle |  |  | 2025-05-21 | A | GISSA
O | both | DDS_EXISTING | Fence/Wall Type | POSTS | Posts |  |  | 2025-05-21 | A | GISSA
O | both | DDS_EXISTING | Fence/Wall/Gate Material | BST | Bluestone |  |  | 2025-05-28 | A | GISSA
O | both | DDS_EXISTING | Fence/Wall/Gate Material | GAL | Galvanised |  |  | 2025-05-28 | A | GISSA
O | both | DDS_EXISTING | Fence/Wall Type | PRAIL | Post and Rail |  |  | 2025-05-28 | A | GISSA
W | both | DDS_EXISTING | Structure Material | RCK | Rock |  |  | 2019-06-17 | A | GISSA
O | both | DDS_EXISTING | Fence/Wall/Gate Material | CONC | Concrete |  | Added code. | 2025-09-16 | A | GISSA
B | 2023 | EXISTING | Source | UNK | Unknown | Explicitly for use with describing existing infrastructure. | 2026 - Changed description from Unknown Source to Unknown. 2023 - Not valid for newly constructed assets. | 2026-04-29 | M | GISSA
O | both | EXISTING | Source | UNK | Unknown | Explicitly for use with describing existing infrastructure. | Changed description from Unknown Source to Unknown. 2020 - Not valid for newly constructed assets. | 2026-04-29 | M | GISSA
B | 2023 | EXISTING | Baluster, Rail and Stair Material | RC | Reinforced Concrete - No Class/Unknown |  | Added codelist and code for 2023. | 2023-09-04 | A | GISSA
R | both | EXISTING | Surface (Seal) Material Type | RC | Reinforced Concrete - No Class/Unknown |  | Changed description. | 2024-10-04 | M | GISSA
O | 2023 | DDS_EXISTING | Finishing Material | CONCR | Concrete Render |  | Added codelist and code for 2023. | 2023-09-04 | A | GISSA
O | 2023 | DDS_EXISTING | Finishing Material | GAL | Galvanised |  | Added codelist and code for 2023. | 2023-09-04 | A | GISSA
O | 2023 | DDS_EXISTING | Finishing Material | GLZ | Glazing |  | Added codelist and code for 2023. | 2023-09-04 | A | GISSA
O | 2023 | DDS_EXISTING | Finishing Material | LAM | Laminate |  | Added codelist and code for 2023. | 2023-09-04 | A | GISSA
O | 2023 | DDS_EXISTING | Finishing Material | PLAS | Plaster |  | Added codelist and code for 2023. | 2023-09-04 | A | GISSA
O | 2023 | DDS_EXISTING | Finishing Material | PAINT | Painted |  | 20260618, Changed code from PNT to PAINT. Changed description to Painted. Added codelist and code for 2023. | 2026-06-18 | M | GISSA
O | 2023 | DDS_EXISTING | Finishing Material | POLISH | Polish |  | Added codelist and code for 2023. | 2023-09-04 | A | GISSA
O | 2023 | DDS_EXISTING | Finishing Material | SeeComment | To be used when a Finishing Material is not listed. The new Finishing Material is to be listed in the Comments field. |  | Added codelist and code for 2023. | 2023-09-04 | A | GISSA
O | 2023 | DDS_EXISTING | Finishing Material | STEEL | Steel |  | Added codelist and code for 2023. | 2023-09-04 | A | GISSA
O | 2023 | DDS_EXISTING | Finishing Material | STGLASS | Stained Glass |  | Added codelist and code for 2023. | 2023-09-04 | A | GISSA
O | 2023 | DDS_EXISTING | Finishing Material | TILE | Tile |  | Added codelist and code for 2023. | 2023-09-04 | A | GISSA
O | 2023 | DDS_EXISTING | Pole/Post Type | CANT | Cantilever |  | Added codelist and code for 2023. | 2023-09-04 | A | GISSA
O | 2023 | DDS_EXISTING | Pole/Post Type | CMPST | Composite |  | Added codelist and code for 2023. | 2023-09-04 | A | GISSA
O | 2023 | DDS_EXISTING | Pole/Post Type | PEDST | Pedestal |  | Added codelist and code for 2023. | 2023-09-04 | A | GISSA
O | 2023 | DDS_EXISTING | Pole/Post Type | SeeComment | To be used when a Pole/Post Type is not listed. The new Pole/Post Type is to be listed in the Comments field. |  | Added codelist and code for 2023. | 2023-09-04 | A | GISSA
O | 2023 | DDS_EXISTING | Pole/Post Type | SNG | Single |  | Added codelist and code for 2023. | 2023-09-04 | A | GISSA
O | 2023 | DDS_EXISTING | Pole/Post Type | TOW | Tower |  | Added codelist and code for 2023. | 2023-09-04 | M | GISSA
O | 2023 | DDS_EXISTING | Pole/Post Type | FLGP | Flag Pole |  | 2026 - Changed description from Flagpole to Flag Pole. 2023 - Added codelist and code for 2023. | 2026-04-28 | M | GISSA
O | 2023 | DDS_EXISTING | Pole/Post Material | AL | Aluminium |  | Added codelist and code for 2023. | 2023-09-04 | A | GISSA
O | 2023 | DDS_EXISTING | Pole/Post Material | IRON | Iron |  | Added codelist and code for 2023. | 2023-09-04 | A | GISSA
O | 2023 | DDS_EXISTING | Pole/Post Material | NA | Not Applicable |  | Added codelist and code for 2023. | 2023-09-04 | A | GISSA
O | 2023 | DDS_EXISTING | Pole/Post Material | PCM | Powder Coated Metal |  | Added codelist and code for 2023. | 2023-09-04 | A | GISSA
O | 2023 | DDS_EXISTING | Pole/Post Material | SeeComment | To be used when a Pole/Post Material is not listed. The new Pole/Post Material is to be listed in the Comments field. |  | Added codelist and code for 2023. | 2023-09-04 | A | GISSA
O | 2023 | DDS_EXISTING | Pole/Post Material | SSTEEL | Stainless Steel |  | Added codelist and code for 2023. | 2023-09-04 | A | GISSA
O | 2023 | DDS_EXISTING | Pole/Post Material | STEEL | Steel |  | Added codelist and code for 2023. | 2023-09-04 | A | GISSA
O | 2023 | DDS_EXISTING | Pole/Post Material | TMBR | Timber |  | Added codelist and code for 2023. | 2023-09-04 | A | GISSA
O | 2023 | DDS_EXISTING | Pole/Post Material | WOOD | Wood |  | Added codelist and code for 2023. | 2023-09-04 | A | GISSA
O | 2023 | DDS_EXISTING | Road Barrier Restraint Type | CANT | Cantilever |  | Added codelist and code for 2023. | 2023-09-04 | A | GISSA
O | 2023 | DDS_EXISTING | Road Barrier Restraint Type | CSTEM | Cantilever Stem / Counterfort |  | Added codelist and code for 2023. | 2023-09-04 | A | GISSA
O | 2023 | DDS_EXISTING | Road Barrier Restraint Type | FACE | Facing |  | Added codelist and code for 2023. | 2023-09-04 | A | GISSA
O | 2023 | DDS_EXISTING | Road Barrier Restraint Type | GRAVITY | Gravity |  | Added codelist and code for 2023. | 2023-09-04 | A | GISSA
O | 2023 | DDS_EXISTING | Road Barrier Restraint Type | PILE | Piling |  | Added codelist and code for 2023. | 2023-09-04 | A | GISSA
O | 2023 | DDS_EXISTING | Road Barrier Restraint Type | SeeComment | To be used when a Restraint Type is not listed. The new Restraint Type is to be listed in the Comments field. |  | Added codelist and code for 2023. | 2023-09-04 | A | GISSA
O | 2023 | DDS_EXISTING | Road Barrier Tie System Type | ANCH | Anchored |  | Added codelist and code for 2023. | 2023-09-04 | A | GISSA
O | 2023 | DDS_EXISTING | Road Barrier Tie System Type | DEAD | Deadman |  | Added codelist and code for 2023. | 2023-09-04 | A | GISSA
O | 2023 | DDS_EXISTING | Road Barrier Tie System Type | NA | Not Applicable |  | Added codelist and code for 2023. | 2023-09-04 | A | GISSA
O | 2023 | DDS_EXISTING | Road Barrier Tie System Type | PIN | Pins and nails |  | Added codelist and code for 2023. | 2023-09-04 | A | GISSA
O | 2023 | DDS_EXISTING | Road Barrier Tie System Type | SeeComment | To be used when a Tie System Type is not listed. The new Tie System Type is to be listed in the Comments field. |  | Added codelist and code for 2023. | 2023-09-04 | A | GISSA
O | 2023 | DDS_EXISTING | Mooring Type | BUOY-M | Buoy moorings |  | Added codelist and code for 2023. | 2025-08-04 | A | GISSA
O | 2023 | DDS_EXISTING | Mooring Type | CLEAT | A type of bollard typically installed for use by smaller vessels |  | Added codelist and code for 2023. | 2025-08-04 | A | GISSA
O | 2023 | DDS_EXISTING | Mooring Type | D-BITT | Double bitt bollard |  | Added codelist and code for 2023. | 2025-08-04 | A | GISSA
O | 2023 | DDS_EXISTING | Mooring Type | MOORPILE | A mooring pile is a post / pole driven into the ground. Also referred to as a Deck Post or mooring post |  | Added codelist and code for 2023. | 2025-08-04 | A | GISSA
O | 2023 | DDS_EXISTING | Mooring Type | NA | No mooring feature installed |  | Added codelist and code for 2023. | 2025-08-04 | A | GISSA
O | 2023 | DDS_EXISTING | Mooring Type | S-BITT | Single Bitt Bollard |  | Added codelist and code for 2023. | 2025-08-04 | A | GISSA
O | 2023 | DDS_EXISTING | Mooring Type | T-HEAD | T-Head Bollard installed on wharf/pier superstructure, typically installed for use by larger vessels |  | Added codelist and code for 2023. | 2025-08-04 | A | GISSA
O | 2023 | DDS_EXISTING | Mooring Type | SeeComment | To be used when a Mooring Type is not listed. The new Mooring Type is to be listed in the ‘Comments’ field. |  | Added codelist and code for 2023. | 2025-08-04 | A | GISSA
W | both | DDS_EXISTING | Rail Type | BLSTR | Baluster |  | Added codelist and code for 2023. | 2023-09-04 | A | GISSA
W | both | DDS_EXISTING | Rail Type | CONTHR | Continuous Rail |  | Added codelist and code for 2023. | 2023-09-04 | A | GISSA
W | both | DDS_EXISTING | Rail Type | DBLR | Double Rail |  | Added codelist and code for 2023. | 2023-09-04 | A | GISSA
W | both | DDS_EXISTING | Rail Type | NA | Not Applicable |  | Added codelist and code for 2023. | 2023-09-04 | A | GISSA
O | both | DDS_EXISTING | Landscaping Type | VEGETPLANT | Vegetable planting |  |  | 2026-05-05 | A | GISSA
R | both | DDS_EXISTING | Luminaire Type | METALHALID | Metal Halide |  | Input from Wanneroo input | 2026-05-05 | A | GISSA
O | both | DDS_EXISTING | Playground and Exercise Equipment | BPSS | Bush pole stilt step |  |  | 2026-05-05 | A | GISSA
O | both | DDS_EXISTING | Deck Material | oPVC | Oriented PVC (EG: Blue Brute) |  |  | 2026-05-05 | A | GISSA
R | both | DDS_EXISTING | Base and Sub-base Material | CTCR | Cement-Treated Crushed Rock |  | Added from Watsons (John Cleverdon) input | 2026-05-05 | A | GISSA
B | both | DDS_EXISTING | Door/Window Cover Type | NIL | Not present for this feature |  |  | 2026-05-05 | A | GISSA
B | both | DDS_EXISTING | Door/Window Type | FIXED | Fixed, inoperable |  |  | 2026-05-05 | A | GISSA
B | both | DDS_EXISTING | Hardware Type | LSETCLOSER | Lock set door closer |  |  | 2026-05-05 | A | GISSA
B | both | DDS_EXISTING | Hardware Type | MAGLOCK | Electromagnetic door lock |  |  | 2026-05-05 | A | GISSA
B | both | DDS_EXISTING | Hardware Type | ELECTLOCK | Electronic lock |  |  | 2026-05-05 | A | GISSA
O | both | DDS_EXISTING | Kerb Type | GE | Garden Edge |  | Added from Karratha input | 2026-05-05 | A | GISSA
O | both | DDS_EXISTING | Landscaping Material | MULCH | Mulch |  | Added from Watsons (John Cleverdon) input | 2026-05-05 | A | GISSA
R | both | DDS_EXISTING | Surface (Seal) Material Type | GRR | Granite / Rock |  | Added from Watsons (John Cleverdon) input | 2026-05-05 | A | GISSA
O | both | DDS_EXISTING | Landscaping Material | EAGC | Exposed Aggregate Concrete |  | Added from Watsons (John Cleverdon) input | 2026-05-05 | A | GISSA
R | both | DDS_EXISTING | Base and Sub-base Material | TACL | Type A Capping Layer |  | Added from Watson input (John Cleverdon). | 2026-05-05 | A | GISSA
O | both | DDS_EXISTING | Fence/Wall Type | POSANDW | Post and Wire |  | Added from Watson input (John Cleverdon). | 2026-05-05 | A | GISSA
O | both | DDS_EXISTING | Fence/Wall Type | CHAWIRM | Chain Wire Mesh |  | Added from Watson input (John Cleverdon). | 2026-05-05 | A | GISSA
O | both | DDS_EXISTING | Fence/Wall/Gate Material | RPLASTIC | Recycled Plastic |  | Added from Watson input (John Cleverdon). | 2026-05-05 | A | GISSA
O | both | DDS_EXISTING | Playground and Exercise Equipment | MUSIC | Musical instrument |  | Added from Watson input (John Cleverdon). | 2026-05-05 | A | GISSA
R | both | DDS_EXISTING | Traffic Management Device Material | GRR | Granite / Rock |  | Added from Watson input (John Cleverdon). | 2026-05-05 | A | GISSA
R | both | DDS_EXISTING | Traffic Management Type - Area | PAVING | Paving on a surface |  | Added from Watson input (John Cleverdon). | 2026-05-05 | A | GISSA
O | both | DDS_EXISTING | Amenity Type | BINOC | Binoculars |  | Added from Karratha input (Joanne McKane). | 2026-05-06 | A | GISSA
O | both | DDS_EXISTING | Amenity Type | MOVIES | Movie Screen |  | Added from Karratha input (Joanne McKane). | 2026-05-06 | A | GISSA
O | both | DDS_EXISTING | Bin Type | HOOK | Hook Bin or Skip Bin |  | Added from Karratha input (Joanne McKane). | 2026-05-06 | A | GISSA
O | both | DDS_EXISTING | Breakwater Purpose | CAUSEW | Causeway |  | Added from Karratha input (Joanne McKane). | 2026-05-06 | A | GISSA
O | both | DDS_EXISTING | Breakwater Purpose | GROYNE | Groyne |  | Added from Karratha input (Joanne McKane). | 2026-05-06 | A | GISSA
O | both | DDS_EXISTING | Fence/Wall Type | GARRISON | Garrison |  | Added from Karratha input (Joanne McKane). | 2026-05-06 | A | GISSA
O | both | DDS_EXISTING | Gate Types | VGATE | Vehicular Gate |  | Added from Karratha input (Joanne McKane). | 2026-05-06 | A | GISSA
S | both | DDS_EXISTING | Other Network Structure Types | ILLUMW | Illuminated Windsock |  | Added from Karratha input (Joanne McKane). | 2026-05-06 | A | GISSA
S | both | DDS_EXISTING | Other Network Structure Types | POOL | Pool |  | Added from Karratha input (Joanne McKane). | 2026-05-06 | A | GISSA
S | both | DDS_EXISTING | Other Network Structure Types | RETRACTS | Retractable Shade |  | Added from Karratha input (Joanne McKane). | 2026-05-06 | A | GISSA
S | both | DDS_EXISTING | Other Network Structure Types | SHADEC | Shade Curtain |  | Added from Karratha input (Joanne McKane). | 2026-05-06 | A | GISSA
S | both | DDS_EXISTING | Minor Structure Type | SPLASHP | Splash Pad |  | 20260506 - Added from Karratha input (Joanne McKane). 20260511 - Changed codelist name from Other Network Structure Types to Minor Structure Type. | 2026-05-11 | M | GISSA
S | both | DDS_EXISTING | Other Network Structure Types | VERTICAL | Vertical Shade |  | Added from Karratha input (Joanne McKane). | 2026-05-06 | A | GISSA
O | both | DDS_EXISTING | Playing Field Type | BBALLH | Basketball Half Court |  | Added from Karratha input (Joanne McKane). | 2026-05-06 | A | GISSA
O | both | DDS_EXISTING | Playing Field Type | BBALLQC | Basketball Quarter Court |  | Added from Karratha input (Joanne McKane). | 2026-05-06 | A | GISSA
O | both | DDS_EXISTING | Playing Field Type | RACEC | Racecourse |  | Added from Karratha input (Joanne McKane). | 2026-05-06 | A | GISSA
O | both | DDS_EXISTING | Playing Field Type | RETRACCD | Retractable Court Divider |  | Added from Karratha input (Joanne McKane). | 2026-05-06 | A | GISSA
O | both | DDS_EXISTING | Playground and Exercise Equipment | 3BS | 3 Bay Swing |  | Added from Karratha input (Joanne McKane). | 2026-05-06 | A | GISSA
O | both | DDS_EXISTING | Playground and Exercise Equipment | AT | Adventure Trail |  | Added from Karratha input (Joanne McKane). | 2026-05-06 | A | GISSA
O | both | DDS_EXISTING | Playground and Exercise Equipment | BALLB | Balance Logs and Boulders |  | Added from Karratha input (Joanne McKane). | 2026-05-06 | A | GISSA
O | both | DDS_EXISTING | Playground and Exercise Equipment | BAU | Bucket Activity Unit |  | Added from Karratha input (Joanne McKane). | 2026-05-06 | A | GISSA
O | both | DDS_EXISTING | Playground and Exercise Equipment | BJ | Box Jump |  | Added from Karratha input (Joanne McKane). | 2026-05-06 | A | GISSA
O | both | DDS_EXISTING | Playground and Exercise Equipment | BM | Bouncing Mat |  | Added from Karratha input (Joanne McKane). | 2026-05-06 | A | GISSA
O | both | DDS_EXISTING | Playground and Exercise Equipment | BNEST | Birds Nest Swing |  | Added from Karratha input (Joanne McKane). | 2026-05-06 | A | GISSA
O | both | DDS_EXISTING | Playground and Exercise Equipment | BOAT | Boat |  | Added from Karratha input (Joanne McKane). | 2026-05-06 | A | GISSA
O | both | DDS_EXISTING | Playground and Exercise Equipment | BPSS | Bush Pole Stilt Steps |  | Added from Karratha input (Joanne McKane). | 2026-05-06 | A | GISSA
O | both | DDS_EXISTING | Playground and Exercise Equipment | BS | Basket Swing |  | Added from Karratha input (Joanne McKane). | 2026-05-06 | A | GISSA
O | both | DDS_EXISTING | Playground and Exercise Equipment | BT | Ball Toss |  | Added from Karratha input (Joanne McKane). | 2026-05-06 | A | GISSA
O | both | DDS_EXISTING | Playground and Exercise Equipment | CARC | Carriage Climber |  | Added from Karratha input (Joanne McKane). | 2026-05-06 | A | GISSA
O | both | DDS_EXISTING | Playground and Exercise Equipment | CARGON | Cargo Net |  | Added from Karratha input (Joanne McKane). | 2026-05-06 | A | GISSA
O | both | DDS_EXISTING | Playground and Exercise Equipment | CC | Chain Climber |  | Added from Karratha input (Joanne McKane). | 2026-05-06 | A | GISSA
O | both | DDS_EXISTING | Playground and Exercise Equipment | CLIMBS | Climbing Spider |  | Added from Karratha input (Joanne McKane). | 2026-05-06 | A | GISSA
O | both | DDS_EXISTING | Playground and Exercise Equipment | CSP | Cableway Starting Platform |  | Added from Karratha input (Joanne McKane). | 2026-05-06 | A | GISSA
O | both | DDS_EXISTING | Playground and Exercise Equipment | CUBBY | Cubby |  | Added from Karratha input (Joanne McKane). | 2026-05-06 | A | GISSA
O | both | DDS_EXISTING | Playground and Exercise Equipment | CUBBYC | Cubby Climber |  | Added from Karratha input (Joanne McKane). | 2026-05-06 | A | GISSA
O | both | DDS_EXISTING | Playground and Exercise Equipment | CULD | Culvert Deck |  | Added from Karratha input (Joanne McKane). | 2026-05-06 | A | GISSA
O | both | DDS_EXISTING | Playground and Exercise Equipment | DIGGER | Digger |  | Added from Karratha input (Joanne McKane). | 2026-05-06 | A | GISSA
O | both | DDS_EXISTING | Playground and Exercise Equipment | DRUMS | Drums |  | Added from Karratha input (Joanne McKane). | 2026-05-06 | A | GISSA
O | both | DDS_EXISTING | Playground and Exercise Equipment | DS | Double Swing |  | Added from Karratha input (Joanne McKane). | 2026-05-06 | A | GISSA
O | both | DDS_EXISTING | Playground and Exercise Equipment | DT | Dual Tightrope |  | Added from Karratha input (Joanne McKane). | 2026-05-06 | A | GISSA
O | both | DDS_EXISTING | Playground and Exercise Equipment | DUMPT | Dump Truck |  | Added from Karratha input (Joanne McKane). | 2026-05-06 | A | GISSA
O | both | DDS_EXISTING | Playground and Exercise Equipment | FORT | Fort |  | Added from Karratha input (Joanne McKane). | 2026-05-06 | A | GISSA
O | both | DDS_EXISTING | Playground and Exercise Equipment | FT | Flower Table |  | Added from Karratha input (Joanne McKane). | 2026-05-06 | A | GISSA
O | both | DDS_EXISTING | Playground and Exercise Equipment | JBTS | Junior Buried Tyre Spine |  | Added from Karratha input (Joanne McKane). | 2026-05-06 | A | GISSA
O | both | DDS_EXISTING | Playground and Exercise Equipment | KLN | Kaebel Leisure Net |  | Added from Karratha input (Joanne McKane). | 2026-05-06 | A | GISSA
O | both | DDS_EXISTING | Playground and Exercise Equipment | KPS | Kids Picnic Setting |  | Added from Karratha input (Joanne McKane). | 2026-05-06 | A | GISSA
O | both | DDS_EXISTING | Playground and Exercise Equipment | LCN | Log Climber with Net |  | Added from Karratha input (Joanne McKane). | 2026-05-06 | A | GISSA
O | both | DDS_EXISTING | Playground and Exercise Equipment | LOGS | Log Steppers |  | Added from Karratha input (Joanne McKane). | 2026-05-06 | A | GISSA
O | both | DDS_EXISTING | Playground and Exercise Equipment | LSL | Log Stepper and Logs |  | Added from Karratha input (Joanne McKane). | 2026-05-06 | A | GISSA
O | both | DDS_EXISTING | Playground and Exercise Equipment | LXYLO | Ladybird Xylophone |  | Added from Karratha input (Joanne McKane). | 2026-05-06 | A | GISSA
O | both | DDS_EXISTING | Playground and Exercise Equipment | MBR | Monkey Bar Rings |  | Added from Karratha input (Joanne McKane). | 2026-05-06 | A | GISSA
O | both | DDS_EXISTING | Playground and Exercise Equipment | MUSIC | Musical Pipes |  | Added from Karratha input (Joanne McKane). | 2026-05-06 | A | GISSA
O | both | DDS_EXISTING | Playground and Exercise Equipment | NPCB | Niva Pump & Creek Bed |  | Added from Karratha input (Joanne McKane). | 2026-05-06 | A | GISSA
O | both | DDS_EXISTING | Playground and Exercise Equipment | NPWP | Niva Pump & Water Play |  | Added from Karratha input (Joanne McKane). | 2026-05-06 | A | GISSA
O | both | DDS_EXISTING | Playground and Exercise Equipment | ORBIT | Orbit |  | Added from Karratha input (Joanne McKane). | 2026-05-06 | A | GISSA
O | both | DDS_EXISTING | Playground and Exercise Equipment | ORBSTEP | Orb Steppers |  | Added from Karratha input (Joanne McKane). | 2026-05-06 | A | GISSA
O | both | DDS_EXISTING | Playground and Exercise Equipment | PLAT | Platform |  | Added from Karratha input (Joanne McKane). | 2026-05-06 | A | GISSA
O | both | DDS_EXISTING | Playground and Exercise Equipment | PNS | Pendulum Nest Swing |  | Added from Karratha input (Joanne McKane). | 2026-05-06 | A | GISSA
O | both | DDS_EXISTING | Playground and Exercise Equipment | ROLLB | Roller Bed |  | Added from Karratha input (Joanne McKane). | 2026-05-06 | A | GISSA
O | both | DDS_EXISTING | Playground and Exercise Equipment | ROPE | Rope |  | Added from Karratha input (Joanne McKane). | 2026-05-06 | A | GISSA
O | both | DDS_EXISTING | Playground and Exercise Equipment | RRN | Rectangular Rope Net |  | Added from Karratha input (Joanne McKane). | 2026-05-06 | A | GISSA
O | both | DDS_EXISTING | Playground and Exercise Equipment | RS | Roundabout Swing |  | Added from Karratha input (Joanne McKane). | 2026-05-06 | A | GISSA
O | both | DDS_EXISTING | Playground and Exercise Equipment | RSGRC | Rotating Spherical Gyro Role Climber |  | Added from Karratha input (Joanne McKane). | 2026-05-06 | A | GISSA
O | both | DDS_EXISTING | Playground and Exercise Equipment | SANDP | Sand Play |  | Added from Karratha input (Joanne McKane). | 2026-05-06 | A | GISSA
O | both | DDS_EXISTING | Playground and Exercise Equipment | SBOWL | Spinning Bowl |  | Added from Karratha input (Joanne McKane). | 2026-05-06 | A | GISSA
O | both | DDS_EXISTING | Playground and Exercise Equipment | SDIG | Sand Digger |  | Added from Karratha input (Joanne McKane). | 2026-05-06 | A | GISSA
O | both | DDS_EXISTING | Playground and Exercise Equipment | SENSE | Sensory Sound Tube Set |  | Added from Karratha input (Joanne McKane). | 2026-05-06 | A | GISSA
O | both | DDS_EXISTING | Playground and Exercise Equipment | SENSES | Sensory Set |  | Added from Karratha input (Joanne McKane). | 2026-05-06 | A | GISSA
O | both | DDS_EXISTING | Playground and Exercise Equipment | SF | Showering Flower |  | Added from Karratha input (Joanne McKane). | 2026-05-06 | A | GISSA
O | both | DDS_EXISTING | Playground and Exercise Equipment | SHOPF | Shop Front |  | Added from Karratha input (Joanne McKane). | 2026-05-06 | A | GISSA
O | both | DDS_EXISTING | Playground and Exercise Equipment | SLB | Split Log Balance |  | Added from Karratha input (Joanne McKane). | 2026-05-06 | A | GISSA
O | both | DDS_EXISTING | Playground and Exercise Equipment | SLC | Skateboard Large Crossover |  | Added from Karratha input (Joanne McKane). | 2026-05-06 | A | GISSA
O | both | DDS_EXISTING | Playground and Exercise Equipment | SNW | Spatial Network |  | Added from Karratha input (Joanne McKane). | 2026-05-06 | A | GISSA
O | both | DDS_EXISTING | Playground and Exercise Equipment | SPIN | Spinner |  | Added from Karratha input (Joanne McKane). | 2026-05-06 | A | GISSA
O | both | DDS_EXISTING | Playground and Exercise Equipment | SPINB | Spinning Boat |  | Added from Karratha input (Joanne McKane). | 2026-05-06 | A | GISSA
O | both | DDS_EXISTING | Playground and Exercise Equipment | SPRINGER | Springer |  | Added from Karratha input (Joanne McKane). | 2026-05-06 | A | GISSA
O | both | DDS_EXISTING | Playground and Exercise Equipment | SQP | Skateboard Quarter Pipe |  | Added from Karratha input (Joanne McKane). | 2026-05-06 | A | GISSA
O | both | DDS_EXISTING | Playground and Exercise Equipment | SQTRAMP | Square Trampolines |  | Added from Karratha input (Joanne McKane). | 2026-05-06 | A | GISSA
O | both | DDS_EXISTING | Playground and Exercise Equipment | SQU | Skateboard Quarter Unit |  | Added from Karratha input (Joanne McKane). | 2026-05-06 | A | GISSA
O | both | DDS_EXISTING | Playground and Exercise Equipment | SRRS | Skateboard Rock and Roll Slide |  | Added from Karratha input (Joanne McKane). | 2026-05-06 | A | GISSA
O | both | DDS_EXISTING | Playground and Exercise Equipment | SST | Starfish and Sea Turtles |  | Added from Karratha input (Joanne McKane). | 2026-05-06 | A | GISSA
O | both | DDS_EXISTING | Playground and Exercise Equipment | STEP | Steppers |  | Added from Karratha input (Joanne McKane). | 2026-05-06 | A | GISSA
O | both | DDS_EXISTING | Playground and Exercise Equipment | STJ | Senior Tyre Jumble |  | Added from Karratha input (Joanne McKane). | 2026-05-06 | A | GISSA
O | both | DDS_EXISTING | Playground and Exercise Equipment | SU | Sand Unit |  | Added from Karratha input (Joanne McKane). | 2026-05-06 | A | GISSA
O | both | DDS_EXISTING | Playground and Exercise Equipment | SW | Sand Wheel |  | Added from Karratha input (Joanne McKane). | 2026-05-06 | A | GISSA
O | both | DDS_EXISTING | Playground and Exercise Equipment | SWIVS | Swival Swing |  | Added from Karratha input (Joanne McKane). | 2026-05-06 | A | GISSA
O | both | DDS_EXISTING | Playground and Exercise Equipment | T | Tugboat |  | Added from Karratha input (Joanne McKane). | 2026-05-06 | A | GISSA
O | both | DDS_EXISTING | Playground and Exercise Equipment | TBUS | Timber Bus |  | Added from Karratha input (Joanne McKane). | 2026-05-06 | A | GISSA
O | both | DDS_EXISTING | Playground and Exercise Equipment | TENB | Tennis Backboard |  | Added from Karratha input (Joanne McKane). | 2026-05-06 | A | GISSA
O | both | DDS_EXISTING | Playground and Exercise Equipment | TEPEE | Tepee |  | Added from Karratha input (Joanne McKane). | 2026-05-06 | A | GISSA
O | both | DDS_EXISTING | Playground and Exercise Equipment | TFT | Toddler Flip and Tip |  | Added from Karratha input (Joanne McKane). | 2026-05-06 | A | GISSA
O | both | DDS_EXISTING | Playground and Exercise Equipment | TH | Tree House |  | Added from Karratha input (Joanne McKane). | 2026-05-06 | A | GISSA
O | both | DDS_EXISTING | Playground and Exercise Equipment | TM | Tunnel and Mound |  | Added from Karratha input (Joanne McKane). | 2026-05-06 | A | GISSA
O | both | DDS_EXISTING | Playground and Exercise Equipment | TODS | Toddler Swing |  | Added from Karratha input (Joanne McKane). | 2026-05-06 | A | GISSA
O | both | DDS_EXISTING | Playground and Exercise Equipment | TTYRE | Truck Tyre |  | Added from Karratha input (Joanne McKane). | 2026-05-06 | A | GISSA
O | both | DDS_EXISTING | Playground and Exercise Equipment | TWISTR | Twisted Rope |  | Added from Karratha input (Joanne McKane). | 2026-05-06 | A | GISSA
O | both | DDS_EXISTING | Playground and Exercise Equipment | TYRE | Tyre |  | Added from Karratha input (Joanne McKane). | 2026-05-06 | A | GISSA
O | both | DDS_EXISTING | Playground and Exercise Equipment | TYRES | Tyre Steppers |  | Added from Karratha input (Joanne McKane). | 2026-05-06 | A | GISSA
O | both | DDS_EXISTING | Playground and Exercise Equipment | UMPIREC | Umpires Chair |  | Added from Karratha input (Joanne McKane). | 2026-05-06 | A | GISSA
O | both | DDS_EXISTING | Playground and Exercise Equipment | VN | Volleyball Net |  | Added from Karratha input (Joanne McKane). | 2026-05-06 | A | GISSA
O | both | DDS_EXISTING | Playground and Exercise Equipment | WALLC | Wall Climber |  | Added from Karratha input (Joanne McKane). | 2026-05-06 | A | GISSA
O | both | DDS_EXISTING | Playground and Exercise Equipment | WB | Wobble Bridge |  | Added from Karratha input (Joanne McKane). | 2026-05-06 | A | GISSA
O | both | DDS_EXISTING | Playground and Exercise Equipment | XYLO | Xylophones |  | Added from Karratha input (Joanne McKane). | 2026-05-06 | A | GISSA
O | both | DDS_EXISTING | Playground and Exercise Equipment | XYLOR | Xylophone/Rainbow Chimes |  | Added from Karratha input (Joanne McKane). | 2026-05-06 | A | GISSA
O | both | DDS_EXISTING | Playground and Exercise Equipment | YC | Yarning Circle |  | Added from Karratha input (Joanne McKane). | 2026-05-06 | A | GISSA
O | both | DDS_EXISTING | Public Art / Memorial Type | NICHEW | Niche Wall |  | Added from Karratha input (Joanne McKane). | 2026-05-06 | A | GISSA
O | both | DDS_EXISTING | Services (Point) Type | GPO | GPO Power Pillar |  | Added from Karratha input (Joanne McKane). | 2026-05-06 | A | GISSA
R | both | DDS_EXISTING | Hardstand Type | CAREEN | Careening Pad |  | Added from Karratha input (Joanne McKane). | 2026-05-06 | A | GISSA
O | both | DDS_EXISTING | Amenity Material | STLTMBR | Steel & Timber |  | Added from Watson input (John Cleverdon). | 2026-05-08 | A | George Havakis
O | both | DDS_EXISTING | Amenity Material | STLPLSTC | Steel & Plastic |  | Added from Watson input (John Cleverdon). | 2026-05-08 | A | George Havakis
O | both | DDS_EXISTING | Bin Material | NA | Not Applicable |  | Added from Watson input (John Cleverdon). | 2026-05-08 | A | George Havakis
O | both | DDS_EXISTING | Playground and Exercise Equipment Material | STLTMBR | Steel & Timber |  | Added from Watson input (John Cleverdon). | 2026-05-08 | A | George Havakis
O | both | DDS_EXISTING | Playground and Exercise Equipment Material | STLPLSTC | Steel & Plastic |  | Added from Watson input (John Cleverdon). | 2026-05-08 | A | George Havakis
O | both | DDS_EXISTING | Services (Linear) Type | SPIPE | Wastewater outlet |  | Added from Watson input (John Cleverdon). | 2026-05-08 | A | George Havakis
O | both | DDS_EXISTING | Services (Point) Type | SEWERM | Wastewater Access Point (outlet) |  | Added from Watson input (John Cleverdon). | 2026-05-08 | A | George Havakis
S | both | DDS_EXISTING | Minor Structure Type | BINENC | Bin Enclosure |  | Added from Karratha input (Joanne McKane). | 2026-05-11 | A | GISSA
O | both | DDS_EXISTING | Playground and Exercise Equipment | HBPANEL | Handball Challenge Panel |  | Added from Karratha input (Joanne McKane). | 2026-05-11 | A | GISSA
O | both | DDS_EXISTING | Fence/Wall Purpose | MSP | Multiple Sporting Purpose |  | Added from Karratha input (Joanne McKane). | 2026-05-11 | A | GISSA
O | both | DDS_EXISTING | Playground and Exercise Equipment | SANDPAT | Sandplay Table |  | Added from Karratha input (Joanne McKane). | 2026-05-11 | A | GISSA
O | both | DDS_EXISTING | Amenity Type | WDS | Water Dispensing Station |  | Added from Karratha input (Joanne McKane). | 2026-05-11 | A | GISSA
S | both | DDS_EXISTING | Minor Structure Type | WBREAK | Windbreak |  | Added from Karratha input (Joanne McKane). | 2026-05-11 | A | GISSA
O | both | DDS_EXISTING | Playing Field Type | CFAC | Cricket Facility |  | Added from Karratha input (Joanne McKane). | 2026-05-11 | A | GISSA
O | both | DDS_EXISTING | Playground and Exercise Equipment | EPLAT | Elevated Platform |  | Added from Karratha input (Joanne McKane). | 2026-05-11 | A | GISSA
O | both | DDS_EXISTING | Amenity Type | WKTC | Wicket Cover |  | Added from Karratha input (Joanne McKane). | 2026-05-26 | A | GISSA
W | both | DDS_EXISTING | Electrical Equipment Type | EFS | Flow Switch |  | Added from Karratha input (Joanne McKane). | 2026-05-27 | A | GISSA
B | both | DDS_EXISTING | HVAC Equipment Type | SADS | Soda Ash Dosing System |  | Added from Karratha input (Joanne McKane). | 2026-06-03 | A | GISSA
B | both | DDS_EXISTING | HVAC Equipment Type | DOSP | Dosing Pump |  | Added from Karratha input (Joanne McKane). | 2026-06-10 | A | GISSA
W | both | DDS_EXISTING | Electrical Equipment Type | CLED | Chlorine LED Sign |  | Added from Karratha input (Joanne McKane). | 2026-06-10 | A | GISSA
W | both | DDS_EXISTING | Electrical Equipment Type | FSWI | Flow Switch Interlocking |  | Added from Karratha input (Joanne McKane). | 2026-06-10 | A | GISSA
B | both | DDS_EXISTING | Door/Window Type | MROL | Motorised Roller Sliding |  | Added from Karratha input (Joanne McKane). | 2026-06-10 | A | GISSA
X | 2023 | DDS | Asset Status | ABN | Abandoned or Disused |  | Added code for X-Spec. | 2026-06-17 | A | GISSA
X | 2023 | DDS | Asset Status | FILL | Filled (for pits) |  | Added code for X-Spec. | 2026-06-17 | A | GISSA
X | 2023 | DDS | Asset Status | INUSE | In-Use |  | Added code for X-Spec. | 2026-06-17 | A | GISSA
X | 2023 | DDS | Asset Status | OTHER | Other Use (for cables etc.) |  | Added code for X-Spec. | 2026-06-17 | A | GISSA
X | 2023 | DDS | Asset Status | REM | Removed |  | Added code for X-Spec. | 2026-06-17 | A | GISSA
X | 2023 | DDS | Construction Type | AN | Annealed |  | Added code for X-Spec. | 2026-06-17 | A | GISSA
X | 2023 | DDS | Construction Type | CAST | Cast Insitu |  | Added code for X-Spec. | 2026-06-17 | A | GISSA
X | 2023 | DDS | Construction Type | CORR | Corrugated |  | Added code for X-Spec. | 2026-06-17 | A | GISSA
X | 2023 | DDS | Construction Type | EX | Extruded |  | Added code for X-Spec. | 2026-06-17 | A | GISSA
X | 2023 | DDS | Construction Type | FOLD | Folded |  | Added code for X-Spec. | 2026-06-17 | A | GISSA
X | 2023 | DDS | Construction Type | GC | Gravity Cast |  | Added code for X-Spec. | 2026-06-17 | A | GISSA
X | 2023 | DDS | Construction Type | HD | Hard Drawn |  | Added code for X-Spec. | 2026-06-17 | A | GISSA
X | 2023 | DDS | Construction Type | LB | Lock Bar |  | Added code for X-Spec. | 2026-06-17 | A | GISSA
X | 2023 | DDS | Construction Type | MC | Mandrill cast |  | Added code for X-Spec. | 2026-06-17 | A | GISSA
X | 2023 | DDS | Construction Type | PC | Pre Cast |  | Added code for X-Spec. | 2026-06-17 | A | GISSA
X | 2023 | DDS | Construction Type | RIV | Riveted |  | Added code for X-Spec. | 2026-06-17 | A | GISSA
X | 2023 | DDS | Construction Type | S | Seamless |  | Added code for X-Spec. | 2026-06-17 | A | GISSA
X | 2023 | DDS | Construction Type | SC | Spun Cast |  | Added code for X-Spec. | 2026-06-17 | A | GISSA
X | 2023 | DDS | Construction Type | SeeComment | To be used when a Construction Type is not listed. The new Construction Type is to be listed in the ‘Comments’ field. |  | Added code for X-Spec. | 2026-06-17 | A | GISSA
X | 2023 | DDS | External Coating | FBE | Fusion bonded Epoxy |  | Added code for X-Spec. | 2026-06-17 | A | GISSA
X | 2023 | DDS | External Coating | GAL | Galvanised |  | Added code for X-Spec. | 2026-06-17 | A | GISSA
X | 2023 | DDS | External Coating | PE | Polyethylene |  | Added code for X-Spec. | 2026-06-17 | A | GISSA
X | 2023 | DDS | External Coating | SeeComment | To be used when an External Coating is not listed. The new External Coating is to be listed in the ‘Comments’ field. |  | Added code for X-Spec. | 2026-06-17 | A | GISSA
X | 2023 | DDS | External Coating | SINTK | Sintakote |  | Added code for X-Spec. | 2026-06-17 | A | GISSA
X | 2023 | DDS | External Coating | UNC | Uncoated |  | Added code for X-Spec. | 2026-06-17 | A | GISSA
X | 2023 | DDS | EPSG Code | 28349 | MGA zone 49 (GDA94) |  | Added code for X-Spec. | 2026-06-17 | A | GISSA
X | 2023 | DDS | EPSG Code | 28350 | MGA zone 50 (GDA94) |  | Added code for X-Spec. | 2026-06-17 | A | GISSA
X | 2023 | DDS | EPSG Code | 28351 | MGA zone 51 (GDA94) |  | Added code for X-Spec. | 2026-06-17 | A | GISSA
X | 2023 | DDS | EPSG Code | 28352 | MGA zone 52 (GDA94) |  | Added code for X-Spec. | 2026-06-17 | A | GISSA
X | 2023 | DDS | EPSG Code | 28353 | MGA zone 53 (GDA94) |  | Added code for X-Spec. | 2026-06-17 | A | GISSA
X | 2023 | DDS | EPSG Code | 28354 | MGA zone 54 (GDA94) |  | Added code for X-Spec. | 2026-06-17 | A | GISSA
X | 2023 | DDS | EPSG Code | 28355 | MGA zone 55 (GDA94) |  | Added code for X-Spec. | 2026-06-17 | A | GISSA
X | 2023 | DDS | EPSG Code | 28356 | MGA zone 56 (GDA94) |  | Added code for X-Spec. | 2026-06-17 | A | GISSA
X | 2023 | DDS | EPSG Code | 28357 | MGA zone 57 (GDA94) |  | Added code for X-Spec. | 2026-06-17 | A | GISSA
X | 2023 | DDS | EPSG Code | 7849 | MGA2020 Zone 49 |  | Added code for X-Spec. | 2026-06-17 | A | GISSA
X | 2023 | DDS | EPSG Code | 7850 | MGA2020 Zone 50 |  | Added code for X-Spec. | 2026-06-17 | A | GISSA
X | 2023 | DDS | EPSG Code | 7851 | MGA2020 Zone 51 |  | Added code for X-Spec. | 2026-06-17 | A | GISSA
X | 2023 | DDS | EPSG Code | 7852 | MGA2020 Zone 52 |  | Added code for X-Spec. | 2026-06-17 | A | GISSA
X | 2023 | DDS | EPSG Code | 7853 | MGA2020 Zone 53 |  | Added code for X-Spec. | 2026-06-17 | A | GISSA
X | 2023 | DDS | EPSG Code | 7854 | MGA2020 Zone 54 |  | Added code for X-Spec. | 2026-06-17 | A | GISSA
X | 2023 | DDS | EPSG Code | 7855 | MGA2020 Zone 55 |  | Added code for X-Spec. | 2026-06-17 | A | GISSA
X | 2023 | DDS | EPSG Code | 7856 | MGA2020 Zone 56 |  | Added code for X-Spec. | 2026-06-17 | A | GISSA
X | 2023 | DDS | EPSG Code | 7857 | MGA2020 Zone 57 |  | Added code for X-Spec. | 2026-06-17 | A | GISSA
X | 2023 | DDS | EPSG Code | SeeComment | To be used when an EPSG Code is not listed. The new EPSG Code is to be listed in the ‘Comments’ field. |  | Added code for X-Spec. | 2026-06-17 | A | GISSA
X | 2023 | DDS | GHS Category | F1 | Flammable Category 1 |  | Added code for X-Spec. | 2026-06-17 | A | GISSA
X | 2023 | DDS | GHS Category | F2 | Flammable Category 2 |  | Added code for X-Spec. | 2026-06-17 | A | GISSA
X | 2023 | DDS | GHS Category | F3 | Flammable Category 3 |  | Added code for X-Spec. | 2026-06-17 | A | GISSA
X | 2023 | DDS | GHS Category | F4 | Flammable Category 4 |  | Added code for X-Spec. | 2026-06-17 | A | GISSA
X | 2023 | DDS | GHS Category | C1 | Combustible Category 1 |  | Added code for X-Spec. | 2026-06-17 | A | GISSA
X | 2023 | DDS | GHS Category | C2 | Combustible Category 2 |  | Added code for X-Spec. | 2026-06-17 | A | GISSA
X | 2023 | DDS | Container Types | TANK | Fixed storage tank |  | Added code for X-Spec. | 2026-06-17 | A | GISSA
X | 2023 | DDS | Container Types | IBC | Intermediate Bulk Container |  | Added code for X-Spec. | 2026-06-17 | A | GISSA
X | 2023 | DDS | Container Types | UGT | Underground tank |  | Added code for X-Spec. | 2026-06-17 | A | GISSA
X | 2023 | DDS | Container Types | VESSEL | Pressure vessel |  | Added code for X-Spec. | 2026-06-17 | A | GISSA
X | 2023 | DDS | Container Types | SILO | Storage silo |  | Added code for X-Spec. | 2026-06-17 | A | GISSA
X | 2023 | DDS | Liquid Contents | DIESEL | Automotive diesel fuel | GHS Category C1 | Added code for X-Spec. | 2026-06-17 | A | GISSA
X | 2023 | DDS | Liquid Contents | ULSD | Ultra Low Sulphur Diesel | GHS Category C1 | Added code for X-Spec. | 2026-06-17 | A | GISSA
X | 2023 | DDS | Liquid Contents | BIODIESEL | Biodiesel blend (B20/B100) | GHS Category C1 | Added code for X-Spec. | 2026-06-17 | A | GISSA
X | 2023 | DDS | Liquid Contents | PETROL91 | Unleaded petrol 91 RON | GHS Category F3 | Added code for X-Spec. | 2026-06-17 | A | GISSA
X | 2023 | DDS | Liquid Contents | PETROL95 | Premium unleaded 95 RON | GHS Category F3 | Added code for X-Spec. | 2026-06-17 | A | GISSA
X | 2023 | DDS | Liquid Contents | PETROL98 | Premium unleaded 98 RON | GHS Category F3 | Added code for X-Spec. | 2026-06-17 | A | GISSA
X | 2023 | DDS | Liquid Contents | E10 | Ethanol blend petrol | GHS Category F3 | Added code for X-Spec. | 2026-06-17 | A | GISSA
X | 2023 | DDS | Liquid Contents | LPG | Liquefied petroleum gas | GHS Category F1 | Added code for X-Spec. | 2026-06-17 | A | GISSA
X | 2023 | DDS | Liquid Contents | CNG | Compressed natural gas | GHS Category F1 | Added code for X-Spec. | 2026-06-17 | A | GISSA
X | 2023 | DDS | Liquid Contents | AVGAS | Aviation gasoline 100LL | GHS Category F2 | Added code for X-Spec. | 2026-06-17 | A | GISSA
X | 2023 | DDS | Liquid Contents | JETA1 | Jet A1 aviation fuel | GHS Category F3 | Added code for X-Spec. | 2026-06-17 | A | GISSA
X | 2023 | DDS | Liquid Contents | MRDIESEL | Marine diesel | GHS Category C1 | Added code for X-Spec. | 2026-06-17 | A | GISSA
X | 2023 | DDS | Liquid Contents | HEATOIL | Heating oil/kerosene | GHS Category C1 | Added code for X-Spec. | 2026-06-17 | A | GISSA
X | 2023 | DDS | Liquid Contents | HYDRAULIC | Hydraulic oil | GHS Category C2 | Added code for X-Spec. | 2026-06-17 | A | GISSA
X | 2023 | DDS | Liquid Contents | ENGINE | Engine/motor oil | GHS Category C2 | Added code for X-Spec. | 2026-06-17 | A | GISSA
X | 2023 | DDS | Liquid Contents | GEAR | Gear oil | GHS Category C2 | Added code for X-Spec. | 2026-06-17 | A | GISSA
X | 2023 | DDS | Liquid Contents | COOLANT | Engine coolant/antifreeze | GHS Category C2 | Added code for X-Spec. | 2026-06-17 | A | GISSA
X | 2023 | DDS | Liquid Contents | BRAKE | Brake fluid | GHS Category C2 | Added code for X-Spec. | 2026-06-17 | A | GISSA
X | 2023 | DDS | Liquid Contents | SOLVENT | Cleaning solvents | GHS Category F2/F3 | Added code for X-Spec. | 2026-06-17 | A | GISSA
X | 2023 | DDS | Liquid Contents | PAINT | Painted | GHS Category F3 | 20260618 Changed description to Painted. 20260617 Added code for X-Spec. | 2026-06-18 | M | GISSA
X | 2023 | DDS | Liquid Contents | DEGREASER | Degreasing agents | GHS Category F2/F3 | Added code for X-Spec. | 2026-06-17 | A | GISSA
X | 2023 | DDS | Liquid Contents | WEEDKILLER | Oil-based herbicides | GHS Category C1/C2 | Added code for X-Spec. | 2026-06-17 | A | GISSA
X | 2023 | DDS | Liquid Contents | CUTTING | Cutting/machining oils | GHS Category C2 | Added code for X-Spec. | 2026-06-17 | A | GISSA
X | 2023 | DDS | Liquid Contents | CHAINBAR | Chain bar oil | GHS Category C2 | Added code for X-Spec. | 2026-06-17 | A | GISSA
X | 2023 | DDS | Position Type | ABOVE | Above ground |  | Added code for X-Spec. | 2026-06-17 | A | GISSA
X | 2023 | DDS | Position Type | BELOW | Below ground/buried |  | Added code for X-Spec. | 2026-06-17 | A | GISSA
X | 2023 | DDS | Position Type | ELEVATED | Elevated/raised |  | Added code for X-Spec. | 2026-06-17 | A | GISSA
X | 2023 | DDS | Position Type | PARTIAL | Partially buried |  | Added code for X-Spec. | 2026-06-17 | A | GISSA
X | 2023 | DDS | Position Type | BASEMENT | Basement/cellar |  | Added code for X-Spec. | 2026-06-17 | A | GISSA
X | 2023 | DDS | Position Type | ROOFTOP | Rooftop mounted |  | Added code for X-Spec. | 2026-06-17 | A | GISSA
X | 2023 | DDS | Position Type | SKID | Skid mounted |  | Added code for X-Spec. | 2026-06-17 | A | GISSA
X | 2023 | DDS | Position Type | TRENCH | In trench/pit |  | Added code for X-Spec. | 2026-06-17 | A | GISSA
X | 2023 | DDS | Container Materials | STEEL | Mild steel |  | Added code for X-Spec. | 2026-06-17 | A | GISSA
X | 2023 | DDS | Container Materials | STAINLESS | Stainless steel |  | Added code for X-Spec. | 2026-06-17 | A | GISSA
X | 2023 | DDS | Container Materials | CARBON | Carbon steel |  | Added code for X-Spec. | 2026-06-17 | A | GISSA
X | 2023 | DDS | Container Materials | PLASTIC | High-density polyethylene (HDPE) |  | Added code for X-Spec. | 2026-06-17 | A | GISSA
X | 2023 | DDS | Container Materials | FIBRE | Fibreglass reinforced plastic |  | Added code for X-Spec. | 2026-06-17 | A | GISSA
X | 2023 | DDS | Container Materials | COMPOSITE | Composite materials |  | Added code for X-Spec. | 2026-06-17 | A | GISSA
X | 2023 | DDS | Container Materials | CONCRETE | Reinforced concrete |  | Added code for X-Spec. | 2026-06-17 | A | GISSA
X | 2023 | DDS | Container Materials | HYBRID | Hybrid material construction |  | Added code for X-Spec. | 2026-06-17 | A | GISSA
X | 2023 | DDS | Container Materials | RUBBER | Rubber lined |  | Added code for X-Spec. | 2026-06-17 | A | GISSA
X | 2023 | DDS | Fire Protection Types | FOAM | Foam deluge system |  | Added code for X-Spec. | 2026-06-17 | A | GISSA
X | 2023 | DDS | Fire Protection Types | SPRINKLER | Water sprinkler system |  | Added code for X-Spec. | 2026-06-17 | A | GISSA
X | 2023 | DDS | Fire Protection Types | CO2 | Carbon dioxide system |  | Added code for X-Spec. | 2026-06-17 | A | GISSA
X | 2023 | DDS | Fire Protection Types | DRYCHEM | Dry chemical system |  | Added code for X-Spec. | 2026-06-17 | A | GISSA
X | 2023 | DDS | Fire Protection Types | WETCHEM | Wet chemical system |  | Added code for X-Spec. | 2026-06-17 | A | GISSA
X | 2023 | DDS | Fire Protection Types | WATER | Water deluge/spray |  | Added code for X-Spec. | 2026-06-17 | A | GISSA
X | 2023 | DDS | Fire Protection Types | HALON | Halon system (legacy) |  | Added code for X-Spec. | 2026-06-17 | A | GISSA
X | 2023 | DDS | Fire Protection Types | POWDER | Powder suppression |  | Added code for X-Spec. | 2026-06-17 | A | GISSA
X | 2023 | DDS | Fire Protection Types | INERTGAS | Inert gas system |  | Added code for X-Spec. | 2026-06-17 | A | GISSA
X | 2023 | DDS | Fire Protection Types | MONITOR | Foam/water monitor |  | Added code for X-Spec. | 2026-06-17 | A | GISSA
X | 2023 | DDS | Fire Protection Types | NONE | No fixed system |  | Added code for X-Spec. | 2026-06-17 | A | GISSA
X | 2023 | DDS | Leak Detection Types | ELECTRONIC | Electronic sensor system |  | Added code for X-Spec. | 2026-06-17 | A | GISSA
X | 2023 | DDS | Leak Detection Types | PNEUMATIC | Pneumatic monitoring |  | Added code for X-Spec. | 2026-06-17 | A | GISSA
X | 2023 | DDS | Leak Detection Types | VISUAL | Visual inspection only |  | Added code for X-Spec. | 2026-06-17 | A | GISSA
X | 2023 | DDS | Leak Detection Types | FLOAT | Float-based detection |  | Added code for X-Spec. | 2026-06-17 | A | GISSA
X | 2023 | DDS | Leak Detection Types | ACOUSTIC | Acoustic monitoring |  | Added code for X-Spec. | 2026-06-17 | A | GISSA
X | 2023 | DDS | Leak Detection Types | VAPOUR | Vapour detection |  | Added code for X-Spec. | 2026-06-17 | A | GISSA
X | 2023 | DDS | Leak Detection Types | PRESSURE | Pressure monitoring |  | Added code for X-Spec. | 2026-06-17 | A | GISSA
X | 2023 | DDS | Leak Detection Types | LEVEL | Level monitoring |  | Added code for X-Spec. | 2026-06-17 | A | GISSA
X | 2023 | DDS | Leak Detection Types | COMBINED | Multiple detection methods |  | Added code for X-Spec. | 2026-06-17 | A | GISSA
X | 2023 | DDS | Leak Detection Types | NONE | No detection system |  | Added code for X-Spec. | 2026-06-17 | A | GISSA
X | 2023 | DDS | Containment Types | BUND | Concrete/earth bund wall |  | Added code for X-Spec. | 2026-06-17 | A | GISSA
X | 2023 | DDS | Containment Types | DRIP | Drip tray/pan |  | Added code for X-Spec. | 2026-06-17 | A | GISSA
X | 2023 | DDS | Containment Types | SUMP | Collection sump |  | Added code for X-Spec. | 2026-06-17 | A | GISSA
X | 2023 | DDS | Containment Types | DOUBLEWALL | Double-wall tank |  | Added code for X-Spec. | 2026-06-17 | A | GISSA
X | 2023 | DDS | Containment Types | LINER | Impermeable liner |  | Added code for X-Spec. | 2026-06-17 | A | GISSA
X | 2023 | DDS | Containment Types | CONCRETE | Concrete containment |  | Added code for X-Spec. | 2026-06-17 | A | GISSA
X | 2023 | DDS | Containment Types | STEEL | Steel containment basin |  | Added code for X-Spec. | 2026-06-17 | A | GISSA
X | 2023 | DDS | Containment Types | MEMBRANE | Flexible membrane system |  | Added code for X-Spec. | 2026-06-17 | A | GISSA
X | 2023 | DDS | Containment Types | COMPOSITE | Composite containment |  | Added code for X-Spec. | 2026-06-17 | A | GISSA
X | 2023 | DDS | Containment Types | NONE | No formal containment |  | Added code for X-Spec. | 2026-06-17 | A | GISSA
X | 2023 | DDS | Inlet Protection Types | SCREEN | Mesh screen |  | Added code for X-Spec. | 2026-06-17 | A | GISSA
X | 2023 | DDS | Inlet Protection Types | FILTER | Cartridge filter |  | Added code for X-Spec. | 2026-06-17 | A | GISSA
X | 2023 | DDS | Inlet Protection Types | STRAINER | Inline strainer |  | Added code for X-Spec. | 2026-06-17 | A | GISSA
X | 2023 | DDS | Inlet Protection Types | VALVE | Check/isolation valve |  | Added code for X-Spec. | 2026-06-17 | A | GISSA
X | 2023 | DDS | Inlet Protection Types | CAP | Protective cap/cover |  | Added code for X-Spec. | 2026-06-17 | A | GISSA
X | 2023 | DDS | Inlet Protection Types | FLAME | Flame arrestor |  | Added code for X-Spec. | 2026-06-17 | A | GISSA
X | 2023 | DDS | Inlet Protection Types | BREATHER | Breather valve |  | Added code for X-Spec. | 2026-06-17 | A | GISSA
X | 2023 | DDS | Inlet Protection Types | COMBINED | Multiple protection types |  | Added code for X-Spec. | 2026-06-17 | A | GISSA
X | 2023 | DDS | Inlet Protection Types | LOCKABLE | Lockable access |  | Added code for X-Spec. | 2026-06-17 | A | GISSA
X | 2023 | DDS | Inlet Protection Types | NONE | No inlet protection |  | Added code for X-Spec. | 2026-06-17 | A | GISSA
X | 2023 | DDS | Lining Materials | EPOXY | Epoxy coating |  | Added code for X-Spec. | 2026-06-17 | A | GISSA
X | 2023 | DDS | Lining Materials | RUBBER | Rubber lining |  | Added code for X-Spec. | 2026-06-17 | A | GISSA
X | 2023 | DDS | Lining Materials | POLYETH | Polyethylene lining |  | Added code for X-Spec. | 2026-06-17 | A | GISSA
X | 2023 | DDS | Lining Materials | PTFE | PTFE/Teflon lining |  | Added code for X-Spec. | 2026-06-17 | A | GISSA
X | 2023 | DDS | Lining Materials | VINYL | Vinyl ester lining |  | Added code for X-Spec. | 2026-06-17 | A | GISSA
X | 2023 | DDS | Lining Materials | CERAMIC | Ceramic lining |  | Added code for X-Spec. | 2026-06-17 | A | GISSA
X | 2023 | DDS | Lining Materials | GLASS | Glass lining |  | Added code for X-Spec. | 2026-06-17 | A | GISSA
X | 2023 | DDS | Lining Materials | STAINLESS | Stainless steel cladding |  | Added code for X-Spec. | 2026-06-17 | A | GISSA
X | 2023 | DDS | Lining Materials | BITUMEN | Bituminous coating |  | Added code for X-Spec. | 2026-06-17 | A | GISSA
X | 2023 | DDS | Lining Materials | NONE | No lining |  | Added code for X-Spec. | 2026-06-17 | A | GISSA
X | 2023 | DDS | External Coating | PAINT | Painted |  | 20260618 Changed description to Painted. 20260617 Added code for X-Spec. | 2026-06-18 | M | GISSA
X | 2023 | DDS | External Coating | EPOXY | Epoxy paint system |  | Added code for X-Spec. | 2026-06-17 | A | GISSA
X | 2023 | DDS | External Coating | POLYUR | Polyurethane coating |  | Added code for X-Spec. | 2026-06-17 | A | GISSA
X | 2023 | DDS | External Coating | POWDER | Powder coat finish |  | Added code for X-Spec. | 2026-06-17 | A | GISSA
X | 2023 | DDS | External Coating | MARINE | Marine grade coating |  | Added code for X-Spec. | 2026-06-17 | A | GISSA
X | 2023 | DDS | External Coating | CATHODIC | Cathodic protection |  | Added code for X-Spec. | 2026-06-17 | A | GISSA
X | 2023 | DDS | External Coating | WRAP | Protective wrapping |  | Added code for X-Spec. | 2026-06-17 | A | GISSA
X | 2023 | DDS | External Coating | COMPOSITE | Composite coating system |  | Added code for X-Spec. | 2026-06-17 | A | GISSA
X | 2023 | DDS | External Coating | NONE | No external coating |  | Added code for X-Spec. | 2026-06-17 | A | GISSA
X | 2023 | DDS | Insulation Types | FOAM | Polyurethane foam |  | Added code for X-Spec. | 2026-06-17 | A | GISSA
X | 2023 | DDS | Insulation Types | MINERAL | Mineral wool |  | Added code for X-Spec. | 2026-06-17 | A | GISSA
X | 2023 | DDS | Insulation Types | CELLULAR | Cellular glass |  | Added code for X-Spec. | 2026-06-17 | A | GISSA
X | 2023 | DDS | Insulation Types | VACUUM | Vacuum insulation |  | Added code for X-Spec. | 2026-06-17 | A | GISSA
X | 2023 | DDS | Insulation Types | REFLECTIVE | Reflective insulation |  | Added code for X-Spec. | 2026-06-17 | A | GISSA
X | 2023 | DDS | Insulation Types | BLANKET | Insulation blankets |  | Added code for X-Spec. | 2026-06-17 | A | GISSA
X | 2023 | DDS | Insulation Types | SPRAY | Spray-applied insulation |  | Added code for X-Spec. | 2026-06-17 | A | GISSA
X | 2023 | DDS | Insulation Types | RIGID | Rigid board insulation |  | Added code for X-Spec. | 2026-06-17 | A | GISSA
X | 2023 | DDS | Insulation Types | JACKET | Insulation jacket |  | Added code for X-Spec. | 2026-06-17 | A | GISSA
X | 2023 | DDS | Insulation Types | NONE | No insulation |  | Added code for X-Spec. | 2026-06-17 | A | GISSA
X | 2023 | DDS | Lid Types | LOCKABLE | Lockable lid/hatch |  | Added code for X-Spec. | 2026-06-17 | A | GISSA
X | 2023 | DDS | Lid Types | HINGED | Hinged access lid |  | Added code for X-Spec. | 2026-06-17 | A | GISSA
X | 2023 | DDS | Lid Types | REMOVABLE | Removable cover |  | Added code for X-Spec. | 2026-06-17 | A | GISSA
X | 2023 | DDS | Lid Types | SEALED | Permanently sealed |  | Added code for X-Spec. | 2026-06-17 | A | GISSA
X | 2023 | DDS | Lid Types | BOLTED | Bolted cover |  | Added code for X-Spec. | 2026-06-17 | A | GISSA
X | 2023 | DDS | Lid Types | CLAMP | Clamp-down lid |  | Added code for X-Spec. | 2026-06-17 | A | GISSA
X | 2023 | DDS | Lid Types | THREADED | Threaded closure |  | Added code for X-Spec. | 2026-06-17 | A | GISSA
X | 2023 | DDS | Lid Types | PRESSURE | Pressure-rated closure |  | Added code for X-Spec. | 2026-06-17 | A | GISSA
X | 2023 | DDS | Lid Types | VENTED | Vented lid |  | Added code for X-Spec. | 2026-06-17 | A | GISSA
X | 2023 | DDS | Lid Types | MANHOLE | Manhole cover |  | Added code for X-Spec. | 2026-06-17 | A | GISSA
X | 2023 | DDS | Delivery Methods | NOZZLE | Dispensing nozzle |  | Added code for X-Spec. | 2026-06-17 | A | GISSA
X | 2023 | DDS | Delivery Methods | HOSE | Flexible hose |  | Added code for X-Spec. | 2026-06-17 | A | GISSA
X | 2023 | DDS | Delivery Methods | GRAVITY | Gravity outlet |  | Added code for X-Spec. | 2026-06-17 | A | GISSA
X | 2023 | DDS | Delivery Methods | PUMP | Pump delivery |  | Added code for X-Spec. | 2026-06-17 | A | GISSA
X | 2023 | DDS | Delivery Methods | VALVE | Manual valve |  | Added code for X-Spec. | 2026-06-17 | A | GISSA
X | 2023 | DDS | Delivery Methods | SPIGOT | Tap/spigot |  | Added code for X-Spec. | 2026-06-17 | A | GISSA
X | 2023 | DDS | Delivery Methods | QUICK | Quick-connect fitting |  | Added code for X-Spec. | 2026-06-17 | A | GISSA
X | 2023 | DDS | Delivery Methods | METERED | Metered delivery |  | Added code for X-Spec. | 2026-06-17 | A | GISSA
X | 2023 | DDS | Delivery Methods | AUTOMATED | Automated system |  | Added code for X-Spec. | 2026-06-17 | A | GISSA
X | 2023 | DDS | Delivery Methods | BULK | Bulk loading arm |  | Added code for X-Spec. | 2026-06-17 | A | GISSA
X | 2023 | DDS | Suppoprt Types | LEGS | Support legs/feet |  | Added code for X-Spec. | 2026-06-17 | A | GISSA
X | 2023 | DDS | Suppoprt Types | CRADLE | Cradle support |  | Added code for X-Spec. | 2026-06-17 | A | GISSA
X | 2023 | DDS | Suppoprt Types | FOUNDATION | Concrete foundation |  | Added code for X-Spec. | 2026-06-17 | A | GISSA
X | 2023 | DDS | Suppoprt Types | SKID | Steel skid frame |  | Added code for X-Spec. | 2026-06-17 | A | GISSA
X | 2023 | DDS | Suppoprt Types | SADDLE | Saddle supports |  | Added code for X-Spec. | 2026-06-17 | A | GISSA
X | 2023 | DDS | Suppoprt Types | RING | Ring girder support |  | Added code for X-Spec. | 2026-06-17 | A | GISSA
X | 2023 | DDS | Suppoprt Types | PIER | Concrete piers |  | Added code for X-Spec. | 2026-06-17 | A | GISSA
X | 2023 | DDS | Suppoprt Types | BRACKET | Wall brackets |  | Added code for X-Spec. | 2026-06-17 | A | GISSA
X | 2023 | DDS | Suppoprt Types | STAND | Portable stand |  | Added code for X-Spec. | 2026-06-17 | A | GISSA
X | 2023 | DDS | Suppoprt Types | EMBEDDED | Embedded supports |  | Added code for X-Spec. | 2026-06-17 | A | GISSA
X | 2023 | DDS | Asset Status | STANDBY | Standby/reserve |  | Added code for X-Spec. | 2026-06-17 | A | GISSA
X | 2023 | DDS | Asset Status | DECOM | Decommissioned |  | Added code for X-Spec. | 2026-06-17 | A | GISSA
X | 2023 | DDS | Asset Status | DISPOSAL | Awaiting disposal |  | Added code for X-Spec. | 2026-06-17 | A | GISSA
X | 2023 | DDS | Hazchem Codes | 1YE | Water fog/fine spray |  | Added code for X-Spec. | 2026-06-17 | A | GISSA
X | 2023 | DDS | Hazchem Codes | 2X | Water fog/fine spray |  | Added code for X-Spec. | 2026-06-17 | A | GISSA
X | 2023 | DDS | Hazchem Codes | 2Y | Water fog/fine spray |  | Added code for X-Spec. | 2026-06-17 | A | GISSA
X | 2023 | DDS | Hazchem Codes | 2Z | Water fog/fine spray |  | Added code for X-Spec. | 2026-06-17 | A | GISSA
X | 2023 | DDS | Hazchem Codes | 3Y | Foam |  | Added code for X-Spec. | 2026-06-17 | A | GISSA
X | 2023 | DDS | Hazchem Codes | 3YE | Foam |  | Added code for X-Spec. | 2026-06-17 | A | GISSA
X | 2023 | DDS | Hazchem Codes | 3Z | Foam |  | Added code for X-Spec. | 2026-06-17 | A | GISSA
X | 2023 | DDS | Hazchem Codes | 4W | Dry agent |  | Added code for X-Spec. | 2026-06-17 | A | GISSA
X | 2023 | DDS | Hazchem Codes | 4WE | Dry agent |  | Added code for X-Spec. | 2026-06-17 | A | GISSA
X | 2023 | DDS | Hazchem Codes | 4Y | Foam/dry agent |  | Added code for X-Spec. | 2026-06-17 | A | GISSA
X | 2023 | DDS | Hazchem Codes | 4YE | Foam/dry agent |  | Added code for X-Spec. | 2026-06-17 | A | GISSA
X | 2023 | DDS | Currency Codes | AUD | Australian Dollar |  | Added code for X-Spec. | 2026-06-17 | A | GISSA
X | 2023 | DDS | Currency Codes | USD | United States Dollar |  | Added code for X-Spec. | 2026-06-17 | A | GISSA
X | 2023 | DDS | Currency Codes | NZD | New Zealand Dollar |  | Added code for X-Spec. | 2026-06-17 | A | GISSA
X | 2023 | DDS | Currency Codes | GBP | British Pound |  | Added code for X-Spec. | 2026-06-17 | A | GISSA
X | 2023 | DDS | Currency Codes | EUR | Euro |  | Added code for X-Spec. | 2026-06-17 | A | GISSA
X | 2023 | DDS | Currency Codes | JPY | Japanese Yen |  | Added code for X-Spec. | 2026-06-17 | A | GISSA
X | 2023 | DDS | Currency Codes | CAD | Canadian Dollar |  | Added code for X-Spec. | 2026-06-17 | A | GISSA
X | 2023 | DDS | Currency Codes | SGD | Singapore Dollar |  | Added code for X-Spec. | 2026-06-17 | A | GISSA
X | 2023 | DDS | Units of Measure | EACH | Each/Individual item |  | Added code for X-Spec. | 2026-06-17 | A | GISSA
X | 2023 | DDS | Units of Measure | PAIR | Pair of items |  | Added code for X-Spec. | 2026-06-17 | A | GISSA
X | 2023 | DDS | Units of Measure | SET | Set of items |  | Added code for X-Spec. | 2026-06-17 | A | GISSA
X | 2023 | DDS | Units of Measure | LM | Linear metre |  | Added code for X-Spec. | 2026-06-17 | A | GISSA
X | 2023 | DDS | Units of Measure | M2 | Square metre |  | Added code for X-Spec. | 2026-06-17 | A | GISSA
X | 2023 | DDS | Units of Measure | M3 | Cubic metre |  | Added code for X-Spec. | 2026-06-17 | A | GISSA
X | 2023 | DDS | Units of Measure | KG | Kilogram |  | Added code for X-Spec. | 2026-06-17 | A | GISSA
X | 2023 | DDS | Units of Measure | TONNE | Metric tonne |  | Added code for X-Spec. | 2026-06-17 | A | GISSA
X | 2023 | DDS | Units of Measure | LITRE | Litre |  | Added code for X-Spec. | 2026-06-17 | A | GISSA
X | 2023 | DDS | Units of Measure | HOUR | Hour |  | Added code for X-Spec. | 2026-06-17 | A | GISSA
X | 2023 | DDS | Container Wall Configuration | SINGLE | Single wall construction |  | Added code for X-Spec. | 2026-06-17 | A | GISSA
X | 2023 | DDS | Container Wall Configuration | DOUBLE | Double wall construction |  | Added code for X-Spec. | 2026-06-17 | A | GISSA
X | 2023 | DDS | Container Wall Configuration | JACKETED | Jacketed design |  | Added code for X-Spec. | 2026-06-17 | A | GISSA
X | 2023 | DDS | Container Wall Configuration | LINED | Single wall with internal lining |  | Added code for X-Spec. | 2026-06-17 | A | GISSA
X | 2023 | DDS | Container Wall Configuration | COMPOSITE | Composite multi-layer |  | Added code for X-Spec. | 2026-06-17 | A | GISSA
X | 2023 | DDS | Container Wall Configuration | REINFORCED | Reinforced structure |  | Added code for X-Spec. | 2026-06-17 | A | GISSA
X | 2023 | DDS | Container Wall Configuration | INTERSTL | Interstitial monitoring space |  | Added code for X-Spec. | 2026-06-17 | A | GISSA
X | 2023 | DDS | Container Wall Configuration | VACUUM | Vacuum-insulated |  | Added code for X-Spec. | 2026-06-17 | A | GISSA
X | 2023 | DDS | Condition Assessment Type | DSKTP | Desktop |  | Added code for X-Spec. | 2026-06-17 | A | GISSA
X | 2023 | DDS | Condition Assessment Type | PHYSICAL | Physical Inspection |  | Added code for X-Spec. | 2026-06-17 | A | GISSA
X | 2023 | DDS | Condition Assessment Type | CCTV | CCTV Camera |  | Added code for X-Spec. | 2026-06-17 | A | GISSA
X | 2023 | DDS | Condition Assessment Type | LASER | Laser Profiling |  | Added code for X-Spec. | 2026-06-17 | A | GISSA
X | 2023 | DDS | Vehicle Access | FULVCL | Full vehicle access |  | Added code for X-Spec. | 2026-06-17 | A | GISSA
X | 2023 | DDS | Vehicle Access | LHTVCL | Light vehicle only |  | Added code for X-Spec. | 2026-06-17 | A | GISSA
X | 2023 | DDS | Vehicle Access | HVYVCL | Heavy vehicle accessible |  | Added code for X-Spec. | 2026-06-17 | A | GISSA
X | 2023 | DDS | Vehicle Access | PEDS | Pedestrian access only |  | Added code for X-Spec. | 2026-06-17 | A | GISSA
X | 2023 | DDS | Vehicle Access | 4WD | 4WD/off-road vehicle required |  | Added code for X-Spec. | 2026-06-17 | A | GISSA
X | 2023 | DDS | Vehicle Access | NOACCSS | No vehicle access |  | Added code for X-Spec. | 2026-06-17 | A | GISSA
X | 2023 | DDS | Corrosion Protection Types | CATHODIC | Cathodic protection system |  | Added code for X-Spec. | 2026-06-17 | A | GISSA
X | 2023 | DDS | Corrosion Protection Types | SACRIFICIAL | Sacrificial anode CP |  | Added code for X-Spec. | 2026-06-17 | A | GISSA
X | 2023 | DDS | Corrosion Protection Types | COMBINED | Combined protection system |  | Added code for X-Spec. | 2026-06-17 | A | GISSA
X | 2023 | DDS | Corrosion Protection Types | NONE | No corrosion protection |  | Added code for X-Spec. | 2026-06-17 | A | GISSA
X | 2023 | DDS | Overfill Protection Systems | MECHANICAL | Mechanical float valve |  | Added code for X-Spec. | 2026-06-17 | A | GISSA
X | 2023 | DDS | Overfill Protection Systems | ELECTRONIC | Electronic shutdown system |  | Added code for X-Spec. | 2026-06-17 | A | GISSA
X | 2023 | DDS | Overfill Protection Systems | PNEUMATIC | Pneumatic valve system |  | Added code for X-Spec. | 2026-06-17 | A | GISSA
X | 2023 | DDS | Overfill Protection Systems | BOTH | Combined mechanical/electronic |  | Added code for X-Spec. | 2026-06-17 | A | GISSA
X | 2023 | DDS | Overfill Protection Systems | FLOAT-VALVE | Float-operated valve |  | Added code for X-Spec. | 2026-06-17 | A | GISSA
X | 2023 | DDS | Overfill Protection Systems | BALL-FLOAT | Ball float valve |  | Added code for X-Spec. | 2026-06-17 | A | GISSA
X | 2023 | DDS | Overfill Protection Systems | PROBE | High-level probe shutdown |  | Added code for X-Spec. | 2026-06-17 | A | GISSA
X | 2023 | DDS | Overfill Protection Systems | FLAPPER | Flapper valve system |  | Added code for X-Spec. | 2026-06-17 | A | GISSA
X | 2023 | DDS | Overfill Protection Systems | ALARM-ONLY | High level alarm only |  | Added code for X-Spec. | 2026-06-17 | A | GISSA
X | 2023 | DDS | Overfill Protection Systems | NONE | No overfill protection |  | Added code for X-Spec. | 2026-06-17 | A | GISSA
B | both | DDS_EXISTING | Conveyance System Type | BHS | Baggage Handling System |  | Added from Karratha input (Joanne McKane). | 2026-07-01 | A | GISSA
W | both | DDS_EXISTING | Electrical Equipment Type | EESD | Electrical Emergency Shutdown Device |  | Added from Karratha input (Joanne McKane). | 2026-07-06 | A | GISSA
B | both | DDS_EXISTING | HVAC Equipment Type | DHUMF | Dehumidifier |  | Added from Karratha input (Joanne McKane). | 2026-07-06 | A | GISSA
O | both | DDS_EXISTING | Gate Types | DSG | Double Swinging Gate |  | Added from Shire of Capel (Francois). | 2026-07-22 | A | GISSA
O | both | DDS_EXISTING | Base Material | ASP | Asphalt |  | Added from Karratha input (ben.bays@karratha.wa.gov.au). | 2026-08-18 | A | GISSA
O | both | DDS_EXISTING | Base Material | BITUMEN | Bitumen |  | Added from Karratha input (ben.bays@karratha.wa.gov.au). | 2026-08-18 | A | GISSA
O | both | DDS_EXISTING | Playing Field Type | DTC | Discus Throwing Circle |  | Added from Karratha input (Joanne McKane). | 2026-08-20 | A | GISSA
O | both | DDS_EXISTING | Playing Field Type | SHOTPUT | Shot Put |  | Added from Karratha input (Joanne McKane). | 2026-08-20 | A | GISSA
O | both | DDS_EXISTING | Playing Field Type | LJR | Long Jump Runway |  | Added from Karratha input (Joanne McKane). | 2026-08-20 | A | GISSA
O | both | DDS_EXISTING | Amenity Type | STANDP | Stand Pipe |  | Added from Karratha input (ben.bays@karratha.wa.gov.au). | 2026-08-21 | A | GISSA
O | both | DDS_EXISTING | Amenity Type | WINDSOCK | Windsock |  | Added from Karratha input (ben.bays@karratha.wa.gov.au). | 2026-08-21 | A | GISSA
O | both | DDS_EXISTING | Amenity Material | BRK | Brick |  | Added from Karratha input (ben.bays@karratha.wa.gov.au). | 2026-08-21 | A | GISSA
O | both | DDS_EXISTING | Roof Material | FABRIC | FABRIC |  | Added from Karratha input (ben.bays@karratha.wa.gov.au). | 2026-08-22 | A | GISSA
R | both | DDS_EXISTING | Sign Material | LS | Limestone |  | Added from Karratha input (ben.bays@karratha.wa.gov.au). | 2026-08-25 | A | GISSA
B | both | DDS_EXISTING | Sign Support Type | IPB | Iron Plinthe Bolted |  | Added from Karratha input (ben.bays@karratha.wa.gov.au). | 2026-08-25 | A | GISSA
B | both | DDS_EXISTING | Sign Support Type | GMS | Ground Mounted Steel |  | Added from Karratha input (ben.bays@karratha.wa.gov.au). | 2026-08-25 | A | GISSA
B | both | DDS_EXISTING | Sign Support Type | GMC | Ground Mounted Concrete |  | Added from Karratha input (ben.bays@karratha.wa.gov.au). | 2026-08-25 | A | GISSA
O | both | DDS_EXISTING | Bin Material | AL | Aluminium |  | Added from Karratha input (ben.bays@karratha.wa.gov.au). | 2026-08-26 | A | GISSA
O | both | DDS_EXISTING | Public Art/Memorial Material | A | Acrylic |  | Added from Karratha input (ben.bays@karratha.wa.gov.au). | 2026-08-27 | A | GISSA
O | both | DDS_EXISTING | Public Art/Memorial Material | BRONZE | Bronze |  | Added from Karratha input (ben.bays@karratha.wa.gov.au). | 2026-08-28 | A | GISSA
O | both | DDS_EXISTING | Public Art/Memorial Material | SNST | Sandstone |  | Added from Karratha input (ben.bays@karratha.wa.gov.au). | 2026-08-29 | A | GISSA
R | both | DDS_EXISTING | Kerb Type | SLOTKERB | Slot Kerb | This is a slot kerb, which is used to collect and direct surface stormwater runoff into the drainage system. | Added from City of Mandurah (Rubal Chakubaji). | 2026-09-08 | A | GISSA
O | 2023 | DDS_EXISTING | Rail Type | NA | Not Applicable |  | 2026-10-21: Added a missing NA register entry for the 2023 DDS and Existing specifications. | 2026-10-21 | A | GISSA
R | 2023 | DDS_EXISTING | ITS Area Type | NA | Not Applicable |  | 2026-10-21: Added a missing NA register entry for the 2023 DDS and Existing specifications. | 2026-10-21 | A | GISSA
O | 2023 | DDS | Boardwalk Material | RC | Reinforced Concrete - No Class |  | 2026-10-21: Added a missing RC register entry for the 2023 DDS specification. | 2026-10-21 | A | GISSA
O | 2023 | EXISTING | Boardwalk Material | RC | Reinforced Concrete - No Class/Unknown |  | 2026-10-21: Added a missing RC register entry for the 2023 Existing specification. | 2026-10-21 | A | GISSA
S | both | EXISTING | Bedding / Backfill Material | RC | Reinforced Concrete - No Class/Unknown |  | 2026-10-28: Separated RC by specification coverage. DDS: Reinforced Concrete - No Class. Existing: Reinforced Concrete - No Class/Unknown. | 2026-10-28 | M | GISSA
W | both | EXISTING | Bedding / Backfill Material | RC | Reinforced Concrete - No Class/Unknown |  | 2026-10-28: Separated RC by specification coverage. DDS: Reinforced Concrete - No Class. Existing: Reinforced Concrete - No Class/Unknown. | 2026-10-28 | M | GISSA